## Main Sheet
See Comments Sheet for Info Relating Day of Year to Months | [9 empty] | Clear Sky | Method 1 | Method 2 | P of A
[10 empty] | kWH/m2 | kWH/m2 | kWH/m2 | kWH/m2
Year | [9 empty] | 7.21 | 0.19 | 0 | 0.21
2009
Day of Year | Latitude | Longitude Shift |  | Panel Tilt | Panel Az.
52 | 31.07 | -13.62 |  | 31.07 | 180
[20 empty] | x |  | x | x
Sun declination angle | Equation of time (mins) | Solar time correction (hours) | Hours of sun | [9 empty] | Master's Eq (7.20) | Master's Eq (7.4) | Master's Eq (7.22) | Master's Eq (7.23) | Master's Eq (7.21) | Master's Eq (7.28) | Master's Eq (7.27) | Master's Eq (7.24) | Master's Eq (7.25) | Master's Eq (7.29) | Master's Eq (7.30) | Master's Eq (7.32) | [14 empty] | Day of Year | Sun declination angle | Eicker's Equation of time (mins) | Eicker's B | Solar Noon wrt Clock Noon (mins)
-11.2263 | -13.9705 | -1.1408 | 11.0833 |  |  |  |  | East-facing | South-facing | Azimuth |  |  | 1377 |  | Apparent |  | Beam Reaching |  | Diffuse | Beam | Beam | Diffuse | 0.2 | [9 empty] | Method 1 | Method 2 |  |  |  | Limited | 1 | -23.0116 | -2.9311 | 0 | -57.4111
|  | Clock | Solar |  | Cosine | Zenith | Elevation | vertical | vertical | angle |  | Incident | Extraterrestrial | Air | Extraterrestrial | Optical | Earth | Sky | Radiation | on Panel | on Horiz. Panel | on Panel | Reflected on Panel | Total on Panel | [8 empty] | (DH,GH) | (DH,DN) | Licor |  |  | Incident | 2 | -22.9305 | -3.378 | 0.9863 | -57.858
Local | Local | time | time | Hour angle | Zenith | angle | angle | surface | surface | degrees |  | Angle | Solar Radiation IO | Mass | Flux A | Depth | IB | Diffuse | IDH | IBC | IBH | IDC | IRC | IC |  |  |  | Meas | Meas | Meas | Meas |  | P on | P on | Plane of |  |  | Angle | 3 | -22.8427 | -3.8207 | 1.9726 | -58.3007
Hour | Minute | Tlocal | Tsolar | radians | angle | degrees | degrees | fve | fvs | (+/-) | Sunshine | degrees | W/m2 | Ratio m | W/m2 | k | W/m2 | Factor C | W/m2 | W/m2 | W/m2 | W/m2 | W/m2 | W/m2 |  | Hour_Min | Hour_Min | GH | DN | DH | Licor_PA | Licor_GH | Panel | Panel | Array |  |  | degrees | 4 | -22.748 | -4.2587 | 2.9589 | -58.7387
0 | 0 | 0 | -1.1408 | 197.1126 | -0.90343 | 154.6123 | -64.6123 | -0.28862 | -0.31704 | 317.6869 | 0 | 0 | 0 | 0 | 0 | 0 | 0 | 0 | 0 | 0 | 0 | 0 | 0 | 0 |  | 0 | [6 empty] | 0 | 0 | 0 | 0 | 0 | 90 | 5 | -22.6466 | -4.6916 | 3.9452 | -59.1716
0 | 5 | 0.083333 | -1.0575 | 195.8626 | -0.90863 | 155.3166 | -65.3166 | -0.2681 | -0.32018 | 320.0589 | 0 | 0 | 0 | 0 | 0 | 0 | 0 | 0 | 0 | 0 | 0 | 0 | 0 | 0 |  | 5 | [6 empty] | 0 | 0 | 0 | 0 | 0 | 90 | 6 | -22.5385 | -5.119 | 4.9315 | -59.599
0 | 10 | 0.16667 | -0.97417 | 194.6126 | -0.91345 | 155.9861 | -65.9861 | -0.24746 | -0.32308 | 322.5507 | 0 | 0 | 0 | 0 | 0 | 0 | 0 | 0 | 0 | 0 | 0 | 0 | 0 | 0 |  | 10 | [6 empty] | 0 | 0 | 0 | 0 | 0 | 90 | 7 | -22.4237 | -5.5405 | 5.9178 | -60.0205
0 | 15 | 0.25 | -0.89084 | 193.3626 | -0.91788 | 156.6176 | -66.6176 | -0.22669 | -0.32575 | 325.1658 | 0 | 0 | 0 | 0 | 0 | 0 | 0 | 0 | 0 | 0 | 0 | 0 | 0 | 0 |  | 15 | [6 empty] | 0 | 0 | 0 | 0 | 0 | 90 | 8 | -22.3023 | -5.9558 | 6.9041 | -60.4358
0 | 20 | 0.33333 | -0.80751 | 192.1126 | -0.92192 | 157.2081 | -67.2081 | -0.20582 | -0.32819 | 327.9065 | 0 | 0 | 0 | 0 | 0 | 0 | 0 | 0 | 0 | 0 | 0 | 0 | 0 | 0 |  | 20 | [6 empty] | 0 | 0 | 0 | 0 | 0 | 90 | 9 | -22.1742 | -6.3644 | 7.8904 | -60.8444
0 | 25 | 0.41667 | -0.72417 | 190.8626 | -0.92557 | 157.7542 | -67.7542 | -0.18485 | -0.33038 | 330.7732 | 0 | 0 | 0 | 0 | 0 | 0 | 0 | 0 | 0 | 0 | 0 | 0 | 0 | 0 |  | 25 | [6 empty] | 0 | 0 | 0 | 0 | 0 | 90 | 10 | -22.0396 | -6.766 | 8.8767 | -61.246
0 | 30 | 0.5 | -0.64084 | 189.6126 | -0.92883 | 158.2525 | -68.2525 | -0.16379 | -0.33235 | 333.7646 | 0 | 0 | 0 | 0 | 0 | 0 | 0 | 0 | 0 | 0 | 0 | 0 | 0 | 0 |  | 30 | [6 empty] | 0 | 0 | 0 | 0 | 0 | 90 | 11 | -21.8985 | -7.1602 | 9.863 | -61.6402
0 | 35 | 0.58333 | -0.55751 | 188.3626 | -0.93169 | 158.6997 | -68.6997 | -0.14265 | -0.33407 | 336.8767 | 0 | 0 | 0 | 0 | 0 | 0 | 0 | 0 | 0 | 0 | 0 | 0 | 0 | 0 |  | 35 | [6 empty] | 0 | 0 | 0 | 0 | 0 | 90 | 12 | -21.7509 | -7.5467 | 10.8493 | -62.0267
0 | 40 | 0.66667 | -0.47417 | 187.1126 | -0.93416 | 159.0924 | -69.0924 | -0.12145 | -0.33556 | 340.103 | 0 | 0 | 0 | 0 | 0 | 0 | 0 | 0 | 0 | 0 | 0 | 0 | 0 | 0 |  | 40 | [6 empty] | 0 | 0 | 0 | 0 | 0 | 90 | 13 | -21.5968 | -7.9251 | 11.8356 | -62.4051
0 | 45 | 0.75 | -0.39084 | 185.8626 | -0.93623 | 159.4274 | -69.4274 | -0.10019 | -0.33681 | 343.434 | 0 | 0 | 0 | 0 | 0 | 0 | 0 | 0 | 0 | 0 | 0 | 0 | 0 | 0 |  | 45 | [6 empty] | 0 | 0 | 0 | 0 | 0 | 90 | 14 | -21.4363 | -8.295 | 12.8219 | -62.775
0 | 50 | 0.83333 | -0.30751 | 184.6126 | -0.9379 | 159.702 | -69.702 | -0.07888 | -0.33782 | 346.857 | 0 | 0 | 0 | 0 | 0 | 0 | 0 | 0 | 0 | 0 | 0 | 0 | 0 | 0 |  | 50 | [6 empty] | 0 | 0 | 0 | 0 | 0 | 90 | 15 | -21.2695 | -8.6562 | 13.8082 | -63.1362
0 | 55 | 0.91667 | -0.22417 | 183.3626 | -0.93918 | 159.9136 | -69.9136 | -0.057533 | -0.33858 | 350.3563 | 0 | 0 | 0 | 0 | 0 | 0 | 0 | 0 | 0 | 0 | 0 | 0 | 0 | 0 |  | 55 | [6 empty] | 0 | 0 | 0 | 0 | 0 | 90 | 16 | -21.0963 | -9.0084 | 14.7945 | -63.4884
1 | 0 | 1 | -0.14084 | 182.1126 | -0.94005 | 160.0601 | -70.0601 | -0.036158 | -0.33911 | 353.9137 | 0 | 0 | 0 | 0 | 0 | 0 | 0 | 0 | 0 | 0 | 0 | 0 | 0 | 0 |  | 100 | [6 empty] | 0 | 0 | 0 | 0 | 0 | 90 | 17 | -20.917 | -9.3511 | 15.7808 | -63.8311
1 | 5 | 1.0833 | -0.057508 | 180.8626 | -0.94053 | 160.1402 | -70.1402 | -0.014767 | -0.3394 | 357.5087 | 0 | 0 | 0 | 0 | 0 | 0 | 0 | 0 | 0 | 0 | 0 | 0 | 0 | 0 |  | 105 | [6 empty] | 0 | 0 | 0 | 0 | 0 | 90 | 18 | -20.7314 | -9.6843 | 16.7671 | -64.1643
1 | 10 | 1.1667 | 0.025826 | 179.6126 | -0.9406 | 160.1531 | -70.1531 | 0.0066317 | -0.33944 | 1.1192 | 0 | 0 | 0 | 0 | 0 | 0 | 0 | 0 | 0 | 0 | 0 | 0 | 0 | 0 |  | 110 | [6 empty] | 0 | 0 | 0 | 0 | 0 | 90 | 19 | -20.5397 | -10.0074 | 17.7534 | -64.4874
1 | 15 | 1.25 | 0.10916 | 178.3626 | -0.94028 | 160.0985 | -70.0985 | 0.028027 | -0.33925 | 4.7228 | 0 | 0 | 0 | 0 | 0 | 0 | 0 | 0 | 0 | 0 | 0 | 0 | 0 | 0 |  | 115 | [6 empty] | 0 | 0 | 0 | 0 | 0 | 90 | 20 | -20.3419 | -10.3203 | 18.7397 | -64.8003
1 | 20 | 1.3333 | 0.19249 | 177.1126 | -0.93956 | 159.9771 | -69.9771 | 0.049409 | -0.33881 | 8.297 | 0 | 0 | 0 | 0 | 0 | 0 | 0 | 0 | 0 | 0 | 0 | 0 | 0 | 0 |  | 120 | [6 empty] | 0 | 0 | 0 | 0 | 0 | 90 | 21 | -20.138 | -10.6227 | 19.726 | -65.1027
1 | 25 | 1.4167 | 0.27583 | 175.8626 | -0.93843 | 159.79 | -69.79 | 0.070768 | -0.33814 | 11.8207 | 0 | 0 | 0 | 0 | 0 | 0 | 0 | 0 | 0 | 0 | 0 | 0 | 0 | 0 |  | 125 | [6 empty] | 0 | 0 | 0 | 0 | 0 | 90 | 22 | -19.9282 | -10.9144 | 20.7123 | -65.3944
1 | 30 | 1.5 | 0.35916 | 174.6126 | -0.93691 | 159.5391 | -69.5391 | 0.092093 | -0.33722 | 15.2747 | 0 | 0 | 0 | 0 | 0 | 0 | 0 | 0 | 0 | 0 | 0 | 0 | 0 | 0 |  | 130 | [6 empty] | 0 | 0 | 0 | 0 | 0 | 90 | 23 | -19.7125 | -11.1951 | 21.6986 | -65.6751
1 | 35 | 1.5833 | 0.44249 | 173.3626 | -0.93499 | 159.2267 | -69.2267 | 0.11337 | -0.33606 | 18.6423 | 0 | 0 | 0 | 0 | 0 | 0 | 0 | 0 | 0 | 0 | 0 | 0 | 0 | 0 |  | 135 | [6 empty] | 0 | 0 | 0 | 0 | 0 | 90 | 24 | -19.491 | -11.4647 | 22.6849 | -65.9447
1 | 40 | 1.6667 | 0.52583 | 172.1126 | -0.93267 | 158.8556 | -68.8556 | 0.1346 | -0.33467 | 21.9097 | 0 | 0 | 0 | 0 | 0 | 0 | 0 | 0 | 0 | 0 | 0 | 0 | 0 | 0 |  | 140 | [6 empty] | 0 | 0 | 0 | 0 | 0 | 90 | 25 | -19.2636 | -11.7227 | 23.6712 | -66.2027
1 | 45 | 1.75 | 0.60916 | 170.8626 | -0.92996 | 158.4287 | -68.4287 | 0.15576 | -0.33303 | 25.0662 | 0 | 0 | 0 | 0 | 0 | 0 | 0 | 0 | 0 | 0 | 0 | 0 | 0 | 0 |  | 145 | [6 empty] | 0 | 0 | 0 | 0 | 0 | 90 | 26 | -19.0306 | -11.9692 | 24.6575 | -66.4492
1 | 50 | 1.8333 | 0.69249 | 169.6126 | -0.92685 | 157.9495 | -67.9495 | 0.17685 | -0.33116 | 28.1041 | 0 | 0 | 0 | 0 | 0 | 0 | 0 | 0 | 0 | 0 | 0 | 0 | 0 | 0 |  | 150 | [6 empty] | 0 | 0 | 0 | 0 | 0 | 90 | 27 | -18.7919 | -12.2039 | 25.6438 | -66.6839
1 | 55 | 1.9167 | 0.77583 | 168.3626 | -0.92335 | 157.4211 | -67.4211 | 0.19786 | -0.32905 | 31.0185 | 0 | 0 | 0 | 0 | 0 | 0 | 0 | 0 | 0 | 0 | 0 | 0 | 0 | 0 |  | 155 | [6 empty] | 0 | 0 | 0 | 0 | 0 | 90 | 28 | -18.5477 | -12.4266 | 26.6301 | -66.9066
2 | 0 | 2 | 0.85916 | 167.1126 | -0.91946 | 156.8471 | -66.8471 | 0.21877 | -0.3267 | 33.8071 | 0 | 0 | 0 | 0 | 0 | 0 | 0 | 0 | 0 | 0 | 0 | 0 | 0 | 0 |  | 200 | [6 empty] | 0 | 0 | 0 | 0 | 0 | 90 | 29 | -18.2979 | -12.6371 | 27.6164 | -67.1171
2 | 5 | 2.0833 | 0.94249 | 165.8626 | -0.91518 | 156.2308 | -66.2308 | 0.23957 | -0.32412 | 36.4698 | 0 | 0 | 0 | 0 | 0 | 0 | 0 | 0 | 0 | 0 | 0 | 0 | 0 | 0 |  | 205 | [6 empty] | 0 | 0 | 0 | 0 | 0 | 90 | 30 | -18.0428 | -12.8354 | 28.6027 | -67.3154
2 | 10 | 2.1667 | 1.0258 | 164.6126 | -0.91051 | 155.5754 | -65.5754 | 0.26027 | -0.32131 | 39.0081 | 0 | 0 | 0 | 0 | 0 | 0 | 0 | 0 | 0 | 0 | 0 | 0 | 0 | 0 |  | 210 | [6 empty] | 0 | 0 | 0 | 0 | 0 | 90 | 31 | -17.7823 | -13.0212 | 29.589 | -67.5012
2 | 15 | 2.25 | 1.1092 | 163.3626 | -0.90545 | 154.884 | -64.884 | 0.28084 | -0.31826 | 41.4252 | 0 | 0 | 0 | 0 | 0 | 0 | 0 | 0 | 0 | 0 | 0 | 0 | 0 | 0 |  | 215 | [6 empty] | 0 | 0 | 0 | 0 | 0 | 90 | 32 | -17.5165 | -13.1946 | 30.5753 | -67.6746
2 | 20 | 2.3333 | 1.1925 | 162.1126 | -0.90001 | 154.1595 | -64.1595 | 0.30127 | -0.31499 | 43.725 | 0 | 0 | 0 | 0 | 0 | 0 | 0 | 0 | 0 | 0 | 0 | 0 | 0 | 0 |  | 220 | [6 empty] | 0 | 0 | 0 | 0 | 0 | 90 | 33 | -17.2455 | -13.3552 | 31.5616 | -67.8352
2 | 25 | 2.4167 | 1.2758 | 160.8626 | -0.89419 | 153.4048 | -63.4048 | 0.32156 | -0.31148 | 45.9124 | 0 | 0 | 0 | 0 | 0 | 0 | 0 | 0 | 0 | 0 | 0 | 0 | 0 | 0 |  | 225 | [6 empty] | 0 | 0 | 0 | 0 | 0 | 90 | 34 | -16.9695 | -13.5032 | 32.5479 | -67.9832
2 | 30 | 2.5 | 1.3592 | 159.6126 | -0.88799 | 152.6223 | -62.6223 | 0.3417 | -0.30775 | 47.9928 | 0 | 0 | 0 | 0 | 0 | 0 | 0 | 0 | 0 | 0 | 0 | 0 | 0 | 0 |  | 230 | [6 empty] | 0 | 0 | 0 | 0 | 0 | 90 | 35 | -16.6883 | -13.6383 | 33.5342 | -68.1183
2 | 35 | 2.5833 | 1.4425 | 158.3626 | -0.88142 | 151.8144 | -61.8144 | 0.36168 | -0.30379 | 49.9718 | 0 | 0 | 0 | 0 | 0 | 0 | 0 | 0 | 0 | 0 | 0 | 0 | 0 | 0 |  | 235 | [6 empty] | 0 | 0 | 0 | 0 | 0 | 90 | 36 | -16.4023 | -13.7606 | 34.5205 | -68.2406
2 | 40 | 2.6667 | 1.5258 | 157.1126 | -0.87448 | 150.9833 | -60.9833 | 0.38148 | -0.2996 | 51.855 | 0 | 0 | 0 | 0 | 0 | 0 | 0 | 0 | 0 | 0 | 0 | 0 | 0 | 0 |  | 240 | [6 empty] | 0 | 0 | 0 | 0 | 0 | 90 | 37 | -16.1114 | -13.8699 | 35.5068 | -68.3499
2 | 45 | 2.75 | 1.6092 | 155.8626 | -0.86717 | 150.131 | -60.131 | 0.4011 | -0.2952 | 53.6483 | 0 | 0 | 0 | 0 | 0 | 0 | 0 | 0 | 0 | 0 | 0 | 0 | 0 | 0 |  | 245 | [6 empty] | 0 | 0 | 0 | 0 | 0 | 90 | 38 | -15.8157 | -13.9663 | 36.4932 | -68.4463
2 | 50 | 2.8333 | 1.6925 | 154.6126 | -0.85949 | 149.2592 | -59.2592 | 0.42053 | -0.29057 | 55.3572 | 0 | 0 | 0 | 0 | 0 | 0 | 0 | 0 | 0 | 0 | 0 | 0 | 0 | 0 |  | 250 | [6 empty] | 0 | 0 | 0 | 0 | 0 | 90 | 39 | -15.5153 | -14.0497 | 37.4795 | -68.5297
2 | 55 | 2.9167 | 1.7758 | 153.3626 | -0.85145 | 148.3698 | -58.3698 | 0.43976 | -0.28573 | 56.9871 | 0 | 0 | 0 | 0 | 0 | 0 | 0 | 0 | 0 | 0 | 0 | 0 | 0 | 0 |  | 255 | [6 empty] | 0 | 0 | 0 | 0 | 0 | 90 | 40 | -15.2104 | -14.1201 | 38.4658 | -68.6001
3 | 0 | 3 | 1.8592 | 152.1126 | -0.84305 | 147.4641 | -57.4641 | 0.45879 | -0.28067 | 58.5432 | 0 | 0 | 0 | 0 | 0 | 0 | 0 | 0 | 0 | 0 | 0 | 0 | 0 | 0 |  | 300 | [6 empty] | 0 | 0 | 0 | 0 | 0 | 90 | 41 | -14.9009 | -14.1776 | 39.4521 | -68.6576
3 | 5 | 3.0833 | 1.9425 | 150.8626 | -0.83431 | 146.5436 | -56.5436 | 0.47759 | -0.2754 | 60.0305 | 0 | 0 | 0 | 0 | 0 | 0 | 0 | 0 | 0 | 0 | 0 | 0 | 0 | 0 |  | 305 | [6 empty] | 0 | 0 | 0 | 0 | 0 | 90 | 42 | -14.587 | -14.2221 | 40.4384 | -68.7021
3 | 10 | 3.1667 | 2.0258 | 149.6126 | -0.82521 | 145.6095 | -55.6095 | 0.49616 | -0.26991 | 61.4537 | 0 | 0 | 0 | 0 | 0 | 0 | 0 | 0 | 0 | 0 | 0 | 0 | 0 | 0 |  | 310 | [6 empty] | 0 | 0 | 0 | 0 | 0 | 90 | 43 | -14.2688 | -14.2537 | 41.4247 | -68.7337
3 | 15 | 3.25 | 2.1092 | 148.3626 | -0.81576 | 144.6629 | -54.6629 | 0.5145 | -0.26422 | 62.8172 | 0 | 0 | 0 | 0 | 0 | 0 | 0 | 0 | 0 | 0 | 0 | 0 | 0 | 0 |  | 315 | [6 empty] | 0 | 0 | 0 | 0 | 0 | 90 | 44 | -13.9463 | -14.2725 | 42.411 | -68.7525
3 | 20 | 3.3333 | 2.1925 | 147.1126 | -0.80598 | 143.705 | -53.705 | 0.5326 | -0.25833 | 64.125 | 0 | 0 | 0 | 0 | 0 | 0 | 0 | 0 | 0 | 0 | 0 | 0 | 0 | 0 |  | 320 | [6 empty] | 0 | 0 | 0 | 0 | 0 | 90 | 45 | -13.6198 | -14.2785 | 43.3973 | -68.7585
3 | 25 | 3.4167 | 2.2758 | 145.8626 | -0.79586 | 142.7365 | -52.7365 | 0.55044 | -0.25223 | 65.381 | 0 | 0 | 0 | 0 | 0 | 0 | 0 | 0 | 0 | 0 | 0 | 0 | 0 | 0 |  | 325 | [6 empty] | 0 | 0 | 0 | 0 | 0 | 90 | 46 | -13.2892 | -14.2717 | 44.3836 | -68.7517
3 | 30 | 3.5 | 2.3592 | 144.6126 | -0.78541 | 141.7585 | -51.7585 | 0.56802 | -0.24594 | 66.5889 | 0 | 0 | 0 | 0 | 0 | 0 | 0 | 0 | 0 | 0 | 0 | 0 | 0 | 0 |  | 330 | [6 empty] | 0 | 0 | 0 | 0 | 0 | 90 | 47 | -12.9546 | -14.2523 | 45.3699 | -68.7323
3 | 35 | 3.5833 | 2.4425 | 143.3626 | -0.77463 | 140.7717 | -50.7717 | 0.58533 | -0.23944 | 67.7519 | 0 | 0 | 0 | 0 | 0 | 0 | 0 | 0 | 0 | 0 | 0 | 0 | 0 | 0 |  | 335 | [6 empty] | 0 | 0 | 0 | 0 | 0 | 90 | 48 | -12.6162 | -14.2205 | 46.3562 | -68.7005
3 | 40 | 3.6667 | 2.5258 | 142.1126 | -0.76354 | 139.7768 | -49.7768 | 0.60236 | -0.23276 | 68.8732 | 0 | 0 | 0 | 0 | 0 | 0 | 0 | 0 | 0 | 0 | 0 | 0 | 0 | 0 |  | 340 | [6 empty] | 0 | 0 | 0 | 0 | 0 | 90 | 49 | -12.2741 | -14.1762 | 47.3425 | -68.6562
3 | 45 | 3.75 | 2.6092 | 140.8626 | -0.75212 | 138.7745 | -48.7745 | 0.6191 | -0.22588 | 69.9556 | 0 | 0 | 0 | 0 | 0 | 0 | 0 | 0 | 0 | 0 | 0 | 0 | 0 | 0 |  | 345 | [6 empty] | 0 | 0 | 0 | 0 | 0 | 90 | 50 | -11.9283 | -14.1197 | 48.3288 | -68.5997
3 | 50 | 3.8333 | 2.6925 | 139.6126 | -0.7404 | 137.7654 | -47.7654 | 0.63555 | -0.21882 | 71.0019 | 0 | 0 | 0 | 0 | 0 | 0 | 0 | 0 | 0 | 0 | 0 | 0 | 0 | 0 |  | 350 | [6 empty] | 0 | 0 | 0 | 0 | 0 | 90 | 51 | -11.579 | -14.051 | 49.3151 | -68.531
3 | 55 | 3.9167 | 2.7758 | 138.3626 | -0.72837 | 136.75 | -46.75 | 0.6517 | -0.21157 | 72.0145 | 0 | 0 | 0 | 0 | 0 | 0 | 0 | 0 | 0 | 0 | 0 | 0 | 0 | 0 |  | 355 | [6 empty] | 0 | 0 | 0 | 0 | 0 | 90 | 52 | -11.2263 | -13.9705 | 50.3014 | -68.4505
4 | 0 | 4 | 2.8592 | 137.1126 | -0.71604 | 135.7289 | -45.7289 | 0.66754 | -0.20414 | 72.9957 | 0 | 0 | 0 | 0 | 0 | 0 | 0 | 0 | 0 | 0 | 0 | 0 | 0 | 0 |  | 400 | [6 empty] | 0 | 0 | 0 | 0 | 0 | 90 | 53 | -10.8703 | -13.8781 | 51.2877 | -68.3581
4 | 5 | 4.0833 | 2.9425 | 135.8626 | -0.70342 | 134.7024 | -44.7024 | 0.68306 | -0.19654 | 73.9477 | 0 | 0 | 0 | 0 | 0 | 0 | 0 | 0 | 0 | 0 | 0 | 0 | 0 | 0 |  | 405 | [6 empty] | 0 | 0 | 0 | 0 | 0 | 90 | 54 | -10.511 | -13.7741 | 52.274 | -68.2541
4 | 10 | 4.1667 | 3.0258 | 134.6126 | -0.69052 | 133.6711 | -43.6711 | 0.69825 | -0.18876 | 74.8725 | 0 | 0 | 0 | 0 | 0 | 0 | 0 | 0 | 0 | 0 | 0 | 0 | 0 | 0 |  | 410 | [6 empty] | 0 | 0 | 0 | 0 | 0 | 90 | 55 | -10.1486 | -13.6588 | 53.2603 | -68.1388
4 | 15 | 4.25 | 3.1092 | 133.3626 | -0.67733 | 132.6354 | -42.6354 | 0.71311 | -0.18082 | 75.772 | 0 | 0 | 0 | 0 | 0 | 0 | 0 | 0 | 0 | 0 | 0 | 0 | 0 | 0 |  | 415 | [6 empty] | 0 | 0 | 0 | 0 | 0 | 90 | 56 | -9.7832 | -13.5323 | 54.2466 | -68.0123
4 | 20 | 4.3333 | 3.1925 | 132.1126 | -0.66387 | 131.5956 | -41.5956 | 0.72763 | -0.1727 | 76.6479 | 0 | 0 | 0 | 0 | 0 | 0 | 0 | 0 | 0 | 0 | 0 | 0 | 0 | 0 |  | 420 | [6 empty] | 0 | 0 | 0 | 0 | 0 | 90 | 57 | -9.4149 | -13.3948 | 55.2329 | -67.8748
4 | 25 | 4.4167 | 3.2758 | 130.8626 | -0.65014 | 130.5521 | -40.5521 | 0.74181 | -0.16443 | 77.5017 | 0 | 0 | 0 | 0 | 0 | 0 | 0 | 0 | 0 | 0 | 0 | 0 | 0 | 0 |  | 425 | [6 empty] | 0 | 0 | 0 | 0 | 0 | 90 | 58 | -9.0438 | -13.2465 | 56.2192 | -67.7265
4 | 30 | 4.5 | 3.3592 | 129.6126 | -0.63615 | 129.5051 | -39.5051 | 0.75563 | -0.156 | 78.3351 | 0 | 0 | 0 | 0 | 0 | 0 | 0 | 0 | 0 | 0 | 0 | 0 | 0 | 0 |  | 430 | [6 empty] | 0 | 0 | 0 | 0 | 0 | 90 | 59 | -8.67 | -13.0878 | 57.2055 | -67.5678
4 | 35 | 4.5833 | 3.4425 | 128.3626 | -0.6219 | 128.455 | -38.455 | 0.7691 | -0.14742 | 79.1493 | 0 | 0 | 0 | 0 | 0 | 0 | 0 | 0 | 0 | 0 | 0 | 0 | 0 | 0 |  | 435 | [6 empty] | 0 | 0 | 0 | 0 | 0 | 90 | 60 | -8.2937 | -12.9189 | 58.1918 | -67.3989
4 | 40 | 4.6667 | 3.5258 | 127.1126 | -0.60741 | 127.4021 | -37.4021 | 0.78219 | -0.13868 | 79.9458 | 0 | 0 | 0 | 0 | 0 | 0 | 0 | 0 | 0 | 0 | 0 | 0 | 0 | 0 |  | 440 | [6 empty] | 0 | 0 | 0 | 0 | 0 | 90 | 61 | -7.9149 | -12.74 | 59.1781 | -67.22
4 | 45 | 4.75 | 3.6092 | 125.8626 | -0.59267 | 126.3467 | -36.3467 | 0.79492 | -0.12981 | 80.7258 | 0 | 0 | 0 | 0 | 0 | 0 | 0 | 0 | 0 | 0 | 0 | 0 | 0 | 0 |  | 445 | [6 empty] | 0 | 0 | 0 | 0 | 0 | 90 | 62 | -7.5338 | -12.5514 | 60.1644 | -67.0314
4 | 50 | 4.8333 | 3.6925 | 124.6126 | -0.5777 | 125.2889 | -35.2889 | 0.80726 | -0.12079 | 81.4904 | 0 | 0 | 0 | 0 | 0 | 0 | 0 | 0 | 0 | 0 | 0 | 0 | 0 | 0 |  | 450 | [6 empty] | 0 | 0 | 0 | 0 | 0 | 90 | 63 | -7.1504 | -12.3534 | 61.1507 | -66.8334
4 | 55 | 4.9167 | 3.7758 | 123.3626 | -0.5625 | 124.229 | -34.229 | 0.81923 | -0.11163 | 82.2406 | 0 | 0 | 0 | 0 | 0 | 0 | 0 | 0 | 0 | 0 | 0 | 0 | 0 | 0 |  | 455 | [6 empty] | 0 | 0 | 0 | 0 | 0 | 90 | 64 | -6.7649 | -12.1463 | 62.137 | -66.6263
5 | 0 | 5 | 3.8592 | 122.1126 | -0.54708 | 123.1672 | -33.1672 | 0.8308 | -0.10234 | 82.9776 | 0 | 0 | 0 | 0 | 0 | 0 | 0 | 0 | 0 | 0 | 0 | 0 | 0 | 0 |  | 500 | [6 empty] | 0 | 0 | 0 | 0 | 0 | 90 | 65 | -6.3774 | -11.9304 | 63.1233 | -66.4104
5 | 5 | 5.0833 | 3.9425 | 120.8626 | -0.53145 | 122.1038 | -32.1038 | 0.84198 | -0.092922 | 83.7022 | 0 | 0 | 0 | 0 | 0 | 0 | 0 | 0 | 0 | 0 | 0 | 0 | 0 | 0 |  | 505 | [6 empty] | 0 | 0 | 0 | 0 | 0 | 90 | 66 | -5.988 | -11.706 | 64.1096 | -66.186
5 | 10 | 5.1667 | 4.0258 | 119.6126 | -0.51562 | 121.0388 | -31.0388 | 0.85275 | -0.08338 | 84.4155 | 0 | 0 | 0 | 0 | 0 | 0 | 0 | 0 | 0 | 0 | 0 | 0 | 0 | 0 |  | 510 | [6 empty] | 0 | 0 | 0 | 0 | 0 | 90 | 67 | -5.5969 | -11.4734 | 65.0959 | -65.9534
5 | 15 | 5.25 | 4.1092 | 118.3626 | -0.49959 | 119.9726 | -29.9726 | 0.86312 | -0.07372 | 85.1181 | 0 | 0 | 0 | 0 | 0 | 0 | 0 | 0 | 0 | 0 | 0 | 0 | 0 | 0 |  | 515 | [6 empty] | 0 | 0 | 0 | 0 | 0 | 90 | 68 | -5.2041 | -11.233 | 66.0822 | -65.713
5 | 20 | 5.3333 | 4.1925 | 117.1126 | -0.48336 | 118.9053 | -28.9053 | 0.87308 | -0.063946 | 85.811 | 0 | 0 | 0 | 0 | 0 | 0 | 0 | 0 | 0 | 0 | 0 | 0 | 0 | 0 |  | 520 | [6 empty] | 0 | 0 | 0 | 0 | 0 | 90 | 69 | -4.8097 | -10.9851 | 67.0685 | -65.4651
5 | 25 | 5.4167 | 4.2758 | 115.8626 | -0.46696 | 117.8371 | -27.8371 | 0.88262 | -0.054062 | 86.495 | 0 | 0 | 0 | 0 | 0 | 0 | 0 | 0 | 0 | 0 | 0 | 0 | 0 | 0 |  | 525 | [6 empty] | 0 | 0 | 0 | 0 | 0 | 90 | 70 | -4.4139 | -10.73 | 68.0548 | -65.21
5 | 30 | 5.5 | 4.3592 | 114.6126 | -0.45038 | 116.768 | -26.768 | 0.89175 | -0.044072 | 87.1706 | 0 | 0 | 0 | 0 | 0 | 0 | 0 | 0 | 0 | 0 | 0 | 0 | 0 | 0 |  | 530 | [6 empty] | 0 | 0 | 0 | 0 | 0 | 90 | 71 | -4.0168 | -10.4681 | 69.0411 | -64.9481
5 | 35 | 5.5833 | 4.4425 | 113.3626 | -0.43363 | 115.6984 | -25.6984 | 0.90045 | -0.033982 | 87.8387 | 0 | 0 | 0 | 0 | 0 | 0 | 0 | 0 | 0 | 0 | 0 | 0 | 0 | 0 |  | 535 | [6 empty] | 0 | 0 | 0 | 0 | 0 | 90 | 72 | -3.6185 | -10.1998 | 70.0274 | -64.6798
5 | 40 | 5.6667 | 4.5258 | 112.1126 | -0.41673 | 114.6283 | -24.6283 | 0.90872 | -0.023797 | 88.4999 | 0 | 0 | 0 | 0 | 0 | 0 | 0 | 0 | 0 | 0 | 0 | 0 | 0 | 0 |  | 540 | [6 empty] | 0 | 0 | 0 | 0 | 0 | 90 | 73 | -3.2192 | -9.9254 | 71.0137 | -64.4054
5 | 45 | 5.75 | 4.6092 | 110.8626 | -0.39967 | 113.5578 | -23.5578 | 0.91656 | -0.013521 | 89.1548 | 0 | 0 | 0 | 0 | 0 | 0 | 0 | 0 | 0 | 0 | 0 | 0 | 0 | 0 |  | 545 | [6 empty] | 0 | 0 | 0 | 0 | 0 | 90 | 74 | -2.8189 | -9.6452 | 72 | -64.1252
5 | 50 | 5.8333 | 4.6925 | 109.6126 | -0.38248 | 112.4872 | -22.4872 | 0.92396 | -0.0031592 | 89.8041 | 0 | 0 | 0 | 0 | 0 | 0 | 0 | 0 | 0 | 0 | 0 | 0 | 0 | 0 |  | 550 | [6 empty] | 0 | 0 | 0 | 0 | 0 | 90 | 75 | -2.4177 | -9.3597 | 72.9863 | -63.8397
5 | 55 | 5.9167 | 4.7758 | 108.3626 | -0.36515 | 111.4165 | -21.4165 | 0.93092 | 0.0072835 | 90.4483 | 0 | 0 | 0 | 0 | 0 | 0 | 0 | 0 | 0 | 0 | 0 | 0 | 0 | 0 |  | 555 | [6 empty] | 0 | 0 | 0 | 0 | 0 | 90 | 76 | -2.0159 | -9.0693 | 73.9726 | -63.5493
6 | 0 | 6 | 4.8592 | 107.1126 | -0.34769 | 110.346 | -20.346 | 0.93744 | 0.017802 | 91.0879 | 0 | 0 | 0 | 0 | 0 | 0 | 0 | 0 | 0 | 0 | 0 | 0 | 0 | 0 |  | 600 | [6 empty] | 0 | 0 | 0 | 0 | 0 | 90 | 77 | -1.6134 | -8.7743 | 74.9589 | -63.2543
6 | 5 | 6.0833 | 4.9425 | 105.8626 | -0.33011 | 109.2756 | -19.2756 | 0.94351 | 0.028392 | 91.7236 | 0 | 0 | 0 | 0 | 0 | 0 | 0 | 0 | 0 | 0 | 0 | 0 | 0 | 0 |  | 605 | [6 empty] | 0 | 0 | 0 | 0 | 0 | 90 | 78 | -1.2105 | -8.475 | 75.9452 | -62.955
6 | 10 | 6.1667 | 5.0258 | 104.6126 | -0.31243 | 108.2056 | -18.2056 | 0.94914 | 0.039047 | 92.3558 | 0 | 0 | 0 | 0 | 0 | 0 | 0 | 0 | 0 | 0 | 0 | 0 | 0 | 0 | 0 | 610 | [6 empty] | 0 | 0 | 0 | 0 | 0 | 90 | 79 | -0.80719 | -8.172 | 76.9315 | -62.652
6 | 15 | 6.25 | 5.1092 | 103.3626 | -0.29464 | 107.1361 | -17.1361 | 0.95431 | 0.049763 | 92.985 | 0 | 0 | 0 | 0 | 0 | 0 | 0 | 0 | 0 | 0 | 0 | 0 | 0 | 0 | 0 | 615 | [6 empty] | 0 | 0 | 0 | 0 | 0 | 90 | 80 | -0.40365 | -7.8655 | 77.9178 | -62.3455
6 | 20 | 6.3333 | 5.1925 | 102.1126 | -0.27677 | 106.0672 | -16.0672 | 0.95903 | 0.060535 | 93.6118 | 0 | 0 | 0 | 0 | 0 | 0 | 0 | 0 | 0 | 0 | 0 | 0 | 0 | 0 | 0 | 620 | [6 empty] | 0 | 0 | 0 | 0 | 0 | 90 | 81 | 1.5084e-14 | -7.556 | 78.9041 | -62.036
6 | 25 | 6.4167 | 5.2758 | 100.8626 | -0.2588 | 104.9991 | -14.9991 | 0.96329 | 0.071357 | 94.2365 | 0 | 0 | 0 | 0 | 0 | 0 | 0 | 0 | 0 | 0 | 0 | 0 | 0 | 0 | 0.1 | 625 | [6 empty] | 0 | 0 | 0 | 0 | 0 | 90 | 82 | 0.40365 | -7.2439 | 79.8904 | -61.7239
6 | 30 | 6.5 | 5.3592 | 99.6126 | -0.24077 | 103.9318 | -13.9318 | 0.96709 | 0.082225 | 94.8598 | 0 | 0 | 0 | 0 | 0 | 0 | 0 | 0 | 0 | 0 | 0 | 0 | 0 | 0 | 0.2 | 630 | [6 empty] | 0 | 0 | 0 | 0 | 0 | 90 | 83 | 0.80719 | -6.9295 | 80.8767 | -61.4095
6 | 35 | 6.5833 | 5.4425 | 98.3626 | -0.22266 | 102.8655 | -12.8655 | 0.97044 | 0.093133 | 95.4819 | 0 | 0 | 0 | 0 | 0 | 0 | 0 | 0 | 0 | 0 | 0 | 0 | 0 | 0 | 0.4 | 635 | [6 empty] | 0 | 0 | 0 | 0 | 0 | 90 | 84 | 1.2105 | -6.6133 | 81.863 | -61.0933
6 | 40 | 6.6667 | 5.5258 | 97.1126 | -0.2045 | 101.8003 | -11.8003 | 0.97332 | 0.10408 | 96.1034 | 0 | 0 | 0 | 0 | 0 | 0 | 0 | 0 | 0 | 0 | 0 | 0 | 0 | 0 | 0.5 | 640 | [6 empty] | 0 | 0 | 0 | 0 | 0 | 90 | 85 | 1.6134 | -6.2957 | 82.8493 | -60.7757
6 | 45 | 6.75 | 5.6092 | 95.8626 | -0.18629 | 100.7363 | -10.7363 | 0.97574 | 0.11505 | 96.7247 | 0 | 0 | 0 | 0 | 0 | 0 | 0 | 0 | 0 | 0 | 0 | 0 | 0 | 0 | 0.6 | 645 | [6 empty] | 0 | 0 | 0 | 0 | 0 | 90 | 86 | 2.0159 | -5.977 | 83.8356 | -60.457
6 | 50 | 6.8333 | 5.6925 | 94.6126 | -0.16804 | 99.6737 | -9.6737 | 0.97769 | 0.12605 | 97.3462 | 0 | 0 | 0 | 0 | 0 | 0 | 0 | 0 | 0 | 0 | 0 | 0 | 0 | 0 | 0.8 | 650 | [6 empty] | 0 | 0 | 0 | 0 | 0 | 90 | 87 | 2.4177 | -5.6577 | 84.8219 | -60.1377
6 | 55 | 6.9167 | 5.7758 | 93.3626 | -0.14975 | 98.6126 | -8.6126 | 0.97918 | 0.13706 | 97.9684 | 0 | 0 | 0 | 0 | 0 | 0 | 0 | 0 | 0 | 0 | 0 | 0 | 0 | 0 | 0.9 | 655 | [6 empty] | 0 | 0 | 0 | 0 | 0 | 90 | 88 | 2.8189 | -5.3382 | 85.8082 | -59.8182
7 | 0 | 7 | 5.8592 | 92.1126 | -0.13144 | 97.5531 | -7.5531 | 0.9802 | 0.14809 | 98.5916 | 0 | 0 | 0 | 0 | 0 | 0 | 0 | 0 | 0 | 0 | 0 | 0 | 0 | 0 | 1 | 700 | 700 | 66.91 | 0 | 65.45 | 68.24 | 62.77 | 0 | 0 | 68.24 | 0 | 0 | 90 | 89 | 3.2192 | -5.0187 | 86.7945 | -59.4987
7 | 5 | 7.0833 | 5.9425 | 90.8626 | -0.11312 | 96.4953 | -6.4953 | 0.98075 | 0.15913 | 99.2163 | 0 | 0 | 0 | 0 | 0 | 0 | 0 | 0 | 0 | 0 | 0 | 0 | 0 | 0 | 1.1 | 705 | 705 | 66.99 | 0 | 65.67 | 68.24 | 62.79 | 0 | 0 | 68.24 | 0 | 0 | 90 | 90 | 3.6185 | -4.6999 | 87.7808 | -59.1799
7 | 10 | 7.1667 | 6.0258 | 89.6126 | -0.094794 | 95.4394 | -5.4394 | 0.98084 | 0.17018 | 99.8429 | 0 | 0 | 0 | 0 | 0 | 0 | 0 | 0 | 0 | 0 | 0 | 0 | 0 | 0 | 1.1 | 710 | 710 | 67.06 | 0 | 65.67 | 68.26 | 62.84 | 0 | 0 | 68.26 | 0 | 0 | 90 | 91 | 4.0168 | -4.3819 | 88.7671 | -58.8619
7 | 15 | 7.25 | 6.1092 | 88.3626 | -0.076468 | 94.3856 | -4.3856 | 0.98047 | 0.18122 | 100.4718 | 0 | 0 | 0 | 0 | 0 | 0 | 0 | 0 | 0 | 0 | 0 | 0 | 0 | 0 | 6.8 | 715 | 715 | 67.17 | 0 | 66.19 | 68.35 | 62.98 | 0 | 0 | 68.35 | 0 | 0 | 90 | 92 | 4.4139 | -4.0653 | 89.7534 | -58.5453
7 | 20 | 7.3333 | 6.1925 | 87.1126 | -0.058153 | 93.3338 | -3.3338 | 0.97962 | 0.19225 | 101.1034 | 0 | 0 | 0 | 0 | 0 | 0 | 0 | 0 | 0 | 0 | 0 | 0 | 0 | 0 | 18.3 | 720 | 720 | 67.45 | 0 | 66.45 | 68.65 | 63.27 | 0 | 0 | 68.65 | 0 | 0 | 90 | 93 | 4.8097 | -3.7503 | 90.7397 | -58.2303
7 | 25 | 7.4167 | 6.2758 | 85.8626 | -0.039859 | 92.2843 | -2.2843 | 0.97831 | 0.20328 | 101.7381 | 0 | 0 | 0 | 0 | 0 | 0 | 0 | 0 | 0 | 0 | 0 | 0 | 0 | 0 | 30.9 | 725 | 725 | 68.43 | 0 | 67.22 | 69.63 | 64.3 | 0 | 0 | 69.63 | 0 | 0 | 90 | 94 | 5.2041 | -3.4375 | 91.726 | -57.9175
7 | 30 | 7.5 | 6.3592 | 84.6126 | -0.021593 | 91.2373 | -1.2373 | 0.97653 | 0.21428 | 102.3764 | 0 | 0 | 0 | 0 | 0 | 0 | 0 | 0 | 0 | 0 | 0 | 0 | 0 | 0 | 44.4 | 730 | 730 | 70.4 | 0 | 69.3 | 71.7 | 66.38 | 0 | 0 | 71.7 | 0 | 0 | 90 | 95 | 5.5969 | -3.1271 | 92.7123 | -57.6071
7 | 35 | 7.5833 | 6.4425 | 83.3626 | -0.0033651 | 90.1928 | -0.19281 | 0.97429 | 0.22527 | 103.0185 | 0 | 0 | 0 | 0 | 0 | 0 | 0 | 0 | 0 | 0 | 0 | 0 | 0 | 0 | 58.7 | 735 | 735 | 73.4 | 0 | 72.4 | 75 | 69.47 | 0 | 0 | 75 | 0 | 0 | 90 | 96 | 5.988 | -2.8195 | 93.6986 | -57.2995
7 | 40 | 7.6667 | 6.5258 | 82.1126 | 0.014817 | 89.151 | 0.84897 | 0.97159 | 0.23622 | 103.6651 | 1 | 82.2645 | 1406.2805 | 67.4914 | 1208.1541 | 0.14826 | 0.054506 | 0.065583 | 0.0035747 | 0.0073365 | 0.0008076 | 0.0033183 | 6.2869e-05 | 0.010718 | 73.6 | 740 | 740 | 77.5 | 0 | 76.7 | 79.7 | 73.6 | 76.8077 | 0 | 79.7 | 105 | 0 | 82.2645 | 97 | 6.3774 | -2.5151 | 94.6849 | -56.9951
7 | 45 | 7.75 | 6.6092 | 80.8626 | 0.032944 | 88.1121 | 1.8879 | 0.96842 | 0.24714 | 104.3164 | 1 | 81.0389 | 1406.2805 | 30.3549 | 1208.1541 | 0.14826 | 13.4156 | 0.065583 | 0.87984 | 2.0897 | 0.44196 | 0.81673 | 0.018963 | 2.9254 | 89.1 | 745 | 745 | 82.9 | 0 | 82.1 | 86.5 | 79.1 | 82.2246 | 0 | 86.5 | 0 | 0 | 81.0389 | 98 | 6.7649 | -2.2142 | 95.6712 | -56.6942
7 | 50 | 7.8333 | 6.6925 | 79.6126 | 0.051007 | 87.0762 | 2.9238 | 0.96479 | 0.25803 | 104.9729 | 1 | 79.8135 | 1406.2805 | 19.6051 | 1208.1541 | 0.14826 | 66.0349 | 0.065583 | 4.3308 | 11.6785 | 3.3682 | 4.0201 | 0.11045 | 15.809 | 105.1 | 750 | 750 | 91.7 | 0 | 89.9 | 99.2 | 88 | 90.2183 | 0 | 99.2 | 0 | 0 | 79.8135 | 99 | 7.1504 | -1.9172 | 96.6575 | -56.3972
7 | 55 | 7.9167 | 6.7758 | 78.3626 | 0.068998 | 86.0435 | 3.9565 | 0.9607 | 0.26887 | 105.635 | 1 | 78.5883 | 1406.2805 | 14.4931 | 1208.1541 | 0.14826 | 140.9065 | 0.065583 | 9.2411 | 27.8794 | 9.7223 | 8.5782 | 0.27205 | 36.7297 | 121.5 | 755 | 755 | 102.4 | 0 | 97.2 | 117.6 | 99.1 | 98.2289 | 0 | 117.6 | 0 | 0 | 78.5883 | 100 | 7.5338 | -1.6245 | 97.6438 | -56.1045
8 | 0 | 8 | 6.8592 | 77.1126 | 0.086909 | 85.0142 | 4.9858 | 0.95616 | 0.27966 | 106.3032 | 1 | 77.3633 | 1406.2805 | 11.5063 | 1208.1541 | 0.14826 | 219.4057 | 0.065583 | 14.3894 | 47.9989 | 19.0683 | 13.3572 | 0.47999 | 61.8361 | 138.3 | 800 | 800 | 115.4 | 0 | 103.4 | 140.9 | 112.7 | 106.0252 | 0 | 140.9 | 0 | 0 | 77.3633 | 101 | 7.9149 | -1.3363 | 98.6301 | -55.8163
8 | 5 | 8.0833 | 6.9425 | 75.8626 | 0.10473 | 83.9884 | 6.0116 | 0.95116 | 0.2904 | 106.9778 | 1 | 76.1386 | 1406.2805 | 9.5483 | 1208.1541 | 0.14826 | 293.3046 | 0.065583 | 19.2359 | 70.2683 | 30.7179 | 17.8561 | 0.71665 | 88.841 | 155.3 | 805 | 805 | 130 | 0 | 109 | 164.8 | 127.3 | 157.0382 | 0 | 164.8 | 0 | 0 | 76.1386 | 102 | 8.2937 | -1.0531 | 99.6164 | -55.5331
8 | 10 | 8.1667 | 7.0258 | 74.6126 | 0.12245 | 82.9662 | 7.0338 | 0.94571 | 0.30107 | 107.6594 | 1 | 74.9141 | 1406.2805 | 8.1663 | 1208.1541 | 0.14826 | 360.0016 | 0.065583 | 23.6101 | 93.6964 | 44.0837 | 21.9165 | 0.97115 | 116.5841 | 172.6 | 810 | 810 | 145 | 0 | 113.4 | 188.1 | 141.2 | 180.5632 | 0 | 188.1 | 0 | 0 | 74.9141 | 103 | 8.67 | -0.7751 | 100.6027 | -55.2551
8 | 15 | 8.25 | 7.1092 | 73.3626 | 0.14007 | 81.948 | 8.052 | 0.9398 | 0.31169 | 108.3483 | 1 | 73.6899 | 1406.2805 | 7.1392 | 1208.1541 | 0.14826 | 419.2178 | 0.065583 | 27.4937 | 117.7311 | 58.7207 | 25.5215 | 1.2369 | 144.4895 | 190.1 | 815 | 815 | 159.7 | 0 | 116.7 | 210.9 | 154.9 | 202.9122 | 0 | 210.9 | 0 | 0 | 73.6899 | 104 | 9.0438 | -0.50265 | 101.589 | -54.9826
8 | 20 | 8.3333 | 7.1925 | 72.1126 | 0.15758 | 80.9338 | 9.0662 | 0.93345 | 0.32224 | 109.0451 | 1 | 72.4661 | 1406.2805 | 6.3462 | 1208.1541 | 0.14826 | 471.5205 | 0.065583 | 30.9239 | 142.055 | 74.3 | 28.7057 | 1.5096 | 172.2703 | 207.8 | 820 | 820 | 173.1 | 0 | 118.7 | 232 | 167.4 | 222.7081 | 0 | 232 | 0 | 0 | 72.4661 | 105 | 9.4149 | -0.23606 | 102.5753 | -54.7161
8 | 25 | 8.4167 | 7.2758 | 70.8626 | 0.17496 | 79.9239 | 10.0761 | 0.92666 | 0.33271 | 109.7502 | 1 | 71.2426 | 1406.2805 | 5.7157 | 1208.1541 | 0.14826 | 517.7186 | 0.065583 | 33.9537 | 166.4784 | 90.5778 | 31.5182 | 1.7866 | 199.7831 | 225.5 | 825 | 825 | 188 | 0 | 121.3 | 255.5 | 181.6 | 243.892 | 0 | 255.5 | 0 | 0 | 71.2426 | 106 | 9.7832 | 0.024374 | 103.5616 | -54.4556
8 | 30 | 8.5 | 7.3592 | 69.6126 | 0.1922 | 78.9185 | 11.0815 | 0.91942 | 0.3431 | 110.4641 | 1 | 70.0195 | 1406.2805 | 5.2028 | 1208.1541 | 0.14826 | 558.6275 | 0.065583 | 36.6366 | 190.883 | 107.371 | 34.0086 | 2.066 | 226.9576 | 243.4 | 830 | 830 | 204.2 | 0 | 124.6 | 280 | 196.8 | 266.112 | 0 | 280 | 0 | 0 | 70.0195 | 107 | 10.1486 | 0.27836 | 104.5479 | -54.2016
8 | 35 | 8.5833 | 7.4425 | 68.3626 | 0.20931 | 77.9178 | 12.0822 | 0.91175 | 0.35341 | 111.1872 | 1 | 68.7969 | 1406.2805 | 4.7775 | 1208.1541 | 0.14826 | 594.9852 | 0.065583 | 39.0211 | 215.1917 | 124.5393 | 36.2221 | 2.3465 | 253.7603 | 261.3 | 835 | 835 | 221.7 | 0 | 128.7 | 306.1 | 213.2 | 289.3949 | 0 | 306.1 | 0 | 0 | 68.7969 | 108 | 10.511 | 0.52562 | 105.5342 | -53.9544
8 | 40 | 8.6667 | 7.5258 | 67.1126 | 0.22628 | 76.922 | 13.078 | 0.90364 | 0.36363 | 111.9201 | 1 | 67.5746 | 1406.2805 | 4.4194 | 1208.1541 | 0.14826 | 627.4313 | 0.065583 | 41.149 | 239.3521 | 141.9736 | 38.1974 | 2.6271 | 280.1766 | 279.2 | 840 | 840 | 236.2 | 0 | 131.5 | 327 | 226.7 | 308.0129 | 0 | 327 | 0 | 0 | 67.5746 | 109 | 10.8703 | 0.76588 | 106.5205 | -53.7141
8 | 45 | 8.75 | 7.6092 | 65.8626 | 0.24308 | 75.9313 | 14.0687 | 0.89511 | 0.37376 | 112.6633 | 1 | 66.3529 | 1406.2805 | 4.1138 | 1208.1541 | 0.14826 | 656.5089 | 0.065583 | 43.056 | 263.3267 | 159.5872 | 39.9676 | 2.9072 | 306.2015 | 297.1 | 845 | [6 empty] | 0 | 0 | 0 | 0 | 0 | 66.3529 | 110 | 11.2263 | 0.99889 | 107.5068 | -53.4811
8 | 50 | 8.8333 | 7.6925 | 64.6126 | 0.25973 | 74.9461 | 15.0539 | 0.88614 | 0.38379 | 113.4173 | 1 | 65.1318 | 1406.2805 | 3.8502 | 1208.1541 | 0.14826 | 682.6756 | 0.065583 | 44.7721 | 287.0874 | 177.3101 | 41.5606 | 3.186 | 331.8341 | 314.9 | 850 | [6 empty] | 0 | 0 | 0 | 0 | 0 | 65.1318 | 111 | 11.579 | 1.2244 | 108.4932 | -53.2556
8 | 55 | 8.9167 | 7.7758 | 63.3626 | 0.2762 | 73.9664 | 16.0336 | 0.87676 | 0.39371 | 114.1826 | 1 | 63.9112 | 1406.2805 | 3.6206 | 1208.1541 | 0.14826 | 706.3162 | 0.065583 | 46.3226 | 310.6123 | 195.0847 | 42.9998 | 3.4633 | 357.0754 | 332.8 | 855 | [6 empty] | 0 | 0 | 0 | 0 | 0 | 63.9112 | 112 | 11.9283 | 1.4421 | 109.4795 | -53.0379
9 | 0 | 9 | 7.8592 | 62.1126 | 0.29249 | 72.9927 | 17.0073 | 0.86696 | 0.40353 | 114.9597 | 1 | 62.6912 | 1406.2805 | 3.4189 | 1208.1541 | 0.14826 | 727.7545 | 0.065583 | 47.7286 | 333.8832 | 212.8632 | 44.3049 | 3.7385 | 381.9267 | 350.5 | 900 | [6 empty] | 0 | 0 | 0 | 0 | 0 | 62.6912 | 113 | 12.2741 | 1.6519 | 110.4658 | -52.8281
9 | 5 | 9.0833 | 7.9425 | 60.8626 | 0.3086 | 72.0252 | 17.9748 | 0.85674 | 0.41323 | 115.7493 | 1 | 61.472 | 1406.2805 | 3.2405 | 1208.1541 | 0.14826 | 747.2637 | 0.065583 | 49.008 | 356.8849 | 230.6048 | 45.4926 | 4.0114 | 406.3889 | 368.1 | 905 | [6 empty] | 0 | 0 | 0 | 0 | 0 | 61.472 | 114 | 12.6162 | 1.8535 | 111.4521 | -52.6265
9 | 10 | 9.1667 | 8.0258 | 59.6126 | 0.32451 | 71.0641 | 18.9359 | 0.84612 | 0.42282 | 116.552 | 1 | 60.2534 | 1406.2805 | 3.0816 | 1208.1541 | 0.14826 | 765.0753 | 0.065583 | 50.1762 | 379.6036 | 248.2746 | 46.577 | 4.2817 | 430.4622 | 385.6 | 910 | [6 empty] | 0 | 0 | 0 | 0 | 0 | 60.2534 | 115 | 12.9546 | 2.0467 | 112.4384 | -52.4333
9 | 15 | 9.25 | 8.1092 | 58.3626 | 0.34022 | 70.1098 | 19.8902 | 0.83509 | 0.43228 | 117.3681 | 1 | 59.0356 | 1406.2805 | 2.9393 | 1208.1541 | 0.14826 | 781.3861 | 0.065583 | 51.2459 | 402.027 | 265.8423 | 47.57 | 4.549 | 454.146 | 402.9 | 915 | [6 empty] | 0 | 0 | 0 | 0 | 0 | 59.0356 | 116 | 13.2892 | 2.2314 | 113.4247 | -52.2486
9 | 20 | 9.3333 | 8.1925 | 57.1126 | 0.35572 | 69.1626 | 20.8374 | 0.82367 | 0.44162 | 118.1985 | 1 | 57.8187 | 1406.2805 | 2.8112 | 1208.1541 | 0.14826 | 796.3644 | 0.065583 | 52.2282 | 424.1436 | 283.2811 | 48.4818 | 4.8133 | 477.4388 | 420.1 | 920 | [6 empty] | 0 | 0 | 0 | 0 | 0 | 57.8187 | 117 | 13.6198 | 2.4072 | 114.411 | -52.0728
9 | 25 | 9.4167 | 8.2758 | 55.8626 | 0.371 | 68.2227 | 21.7773 | 0.81186 | 0.45083 | 119.0437 | 1 | 56.6027 | 1406.2805 | 2.6954 | 1208.1541 | 0.14826 | 810.1546 | 0.065583 | 53.1326 | 445.9427 | 300.5673 | 49.3214 | 5.0743 | 500.3383 | 437.1 | 925 | [6 empty] | 0 | 0 | 0 | 0 | 0 | 56.6027 | 118 | 13.9463 | 2.5742 | 115.3973 | -51.9058
9 | 30 | 9.5 | 8.3592 | 54.6126 | 0.38606 | 67.2906 | 22.7094 | 0.79966 | 0.4599 | 119.9043 | 1 | 55.3877 | 1406.2805 | 2.5903 | 1208.1541 | 0.14826 | 822.8812 | 0.065583 | 53.9673 | 467.4138 | 317.6794 | 50.0961 | 5.3317 | 522.8417 | 453.9 | 930 | [6 empty] | 0 | 0 | 0 | 0 | 0 | 55.3877 | 119 | 14.2688 | 2.732 | 116.3836 | -51.748
9 | 35 | 9.5833 | 8.4425 | 53.3626 | 0.40088 | 66.3666 | 23.6334 | 0.78707 | 0.46883 | 120.7809 | 1 | 54.1737 | 1406.2805 | 2.4945 | 1208.1541 | 0.14826 | 834.6519 | 0.065583 | 54.7392 | 488.5471 | 334.5981 | 50.8127 | 5.5855 | 544.9453 | 470.5 | 935 | [6 empty] | 0 | 0 | 0 | 0 | 0 | 54.1737 | 120 | 14.587 | 2.8806 | 117.3699 | -51.5994
9 | 40 | 9.6667 | 8.5258 | 52.1126 | 0.41547 | 65.451 | 24.549 | 0.77412 | 0.47762 | 121.6742 | 1 | 52.9608 | 1406.2805 | 2.4069 | 1208.1541 | 0.14826 | 845.5606 | 0.065583 | 55.4547 | 509.3327 | 351.3058 | 51.4768 | 5.8355 | 566.645 | 486.9 | 940 | [6 empty] | 0 | 0 | 0 | 0 | 0 | 52.9608 | 121 | 14.9009 | 3.0199 | 118.3562 | -51.4601
9 | 45 | 9.75 | 8.6092 | 50.8626 | 0.42981 | 64.5443 | 25.4557 | 0.76079 | 0.48627 | 122.5849 | 1 | 51.7492 | 1406.2805 | 2.3266 | 1208.1541 | 0.14826 | 855.689 | 0.065583 | 56.1189 | 529.7613 | 367.786 | 52.0934 | 6.0814 | 587.9362 | 503 | 945 | [6 empty] | 0 | 0 | 0 | 0 | 0 | 51.7492 | 122 | 15.2104 | 3.1496 | 119.3425 | -51.3304
9 | 50 | 9.8333 | 8.6925 | 49.6126 | 0.4439 | 63.6469 | 26.3531 | 0.74711 | 0.49475 | 123.5136 | 1 | 50.5389 | 1406.2805 | 2.2527 | 1208.1541 | 0.14826 | 865.109 | 0.065583 | 56.7367 | 549.8236 | 384.0237 | 52.6669 | 6.3233 | 608.8138 | 518.9 | 950 | [6 empty] | 0 | 0 | 0 | 0 | 0 | 50.5389 | 123 | 15.5153 | 3.2698 | 120.3288 | -51.2102
9 | 55 | 9.9167 | 8.7758 | 48.3626 | 0.45773 | 62.7591 | 27.2409 | 0.73306 | 0.50309 | 124.461 | 1 | 49.33 | 1406.2805 | 2.1847 | 1208.1541 | 0.14826 | 873.8835 | 0.065583 | 57.3122 | 569.5107 | 400.0048 | 53.2011 | 6.5608 | 629.2726 | 534.5 | 955 | [6 empty] | 0 | 0 | 0 | 0 | 0 | 49.33 | 124 | 15.8157 | 3.3803 | 121.3151 | -51.0997
10 | 0 | 10 | 8.8592 | 47.1126 | 0.4713 | 61.8815 | 28.1185 | 0.71867 | 0.51126 | 125.4279 | 1 | 48.1227 | 1406.2805 | 2.1218 | 1208.1541 | 0.14826 | 882.0683 | 0.065583 | 57.849 | 588.8138 | 415.7162 | 53.6994 | 6.7939 | 649.307 | 549.8 | 1000 | [6 empty] | 0 | 0 | 0 | 0 | 0 | 48.1227 | 125 | 16.1114 | 3.481 | 122.3014 | -50.999
10 | 5 | 10.0833 | 8.9425 | 45.8626 | 0.48459 | 61.0144 | 28.9856 | 0.70394 | 0.51927 | 126.4148 | 1 | 46.917 | 1406.2805 | 2.0636 | 1208.1541 | 0.14826 | 889.7126 | 0.065583 | 58.3503 | 607.7241 | 431.1455 | 54.1648 | 7.0224 | 668.9113 | 564.8 | 1005 | [6 empty] | 0 | 0 | 0 | 0 | 0 | 46.917 | 126 | 16.4023 | 3.572 | 123.2877 | -50.908
10 | 10 | 10.1667 | 9.0258 | 44.6126 | 0.4976 | 60.1584 | 29.8416 | 0.68887 | 0.52711 | 127.4225 | 1 | 45.7132 | 1406.2805 | 2.0096 | 1208.1541 | 0.14826 | 896.8604 | 0.065583 | 58.8191 | 626.2331 | 446.2811 | 54.5999 | 7.2463 | 688.0793 | 579.6 | 1010 | [6 empty] | 0 | 0 | 0 | 0 | 0 | 45.7132 | 127 | 16.6883 | 3.653 | 124.274 | -50.827
10 | 15 | 10.25 | 9.1092 | 43.3626 | 0.51033 | 59.314 | 30.686 | 0.67348 | 0.53478 | 128.4517 | 1 | 44.5113 | 1406.2805 | 1.9595 | 1208.1541 | 0.14826 | 903.5505 | 0.065583 | 59.2578 | 644.3326 | 461.1118 | 55.0072 | 7.4654 | 706.8052 | 594 | 1015 | [6 empty] | 0 | 0 | 0 | 0 | 0 | 44.5113 | 128 | 16.9695 | 3.7241 | 125.2603 | -50.7559
10 | 20 | 10.3333 | 9.1925 | 42.1126 | 0.52277 | 58.4816 | 31.5184 | 0.65776 | 0.54228 | 129.5032 | 1 | 43.3116 | 1406.2805 | 1.9129 | 1208.1541 | 0.14826 | 909.818 | 0.065583 | 59.6689 | 662.0145 | 475.6272 | 55.3888 | 7.6795 | 725.0827 | 608.1 | 1020 | [6 empty] | 0 | 0 | 0 | 0 | 0 | 43.3116 | 129 | 17.2455 | 3.7853 | 126.2466 | -50.6947
10 | 25 | 10.4167 | 9.2758 | 40.8626 | 0.53491 | 57.6619 | 32.3381 | 0.64173 | 0.54959 | 130.5775 | 1 | 42.1142 | 1406.2805 | 1.8695 | 1208.1541 | 0.14826 | 915.6939 | 0.065583 | 60.0542 | 679.2706 | 489.8174 | 55.7465 | 7.8886 | 742.9057 | 621.8 | 1025 | [6 empty] | 0 | 0 | 0 | 0 | 0 | 42.1142 | 130 | 17.5165 | 3.8366 | 127.2329 | -50.6434
10 | 30 | 10.5 | 9.3592 | 39.6126 | 0.54675 | 56.8554 | 33.1446 | 0.62539 | 0.55673 | 131.6755 | 1 | 40.9193 | 1406.2805 | 1.829 | 1208.1541 | 0.14826 | 921.2063 | 0.065583 | 60.4158 | 696.0934 | 503.6729 | 56.0821 | 8.0926 | 760.268 | 635.2 | 1030 | [6 empty] | 0 | 0 | 0 | 0 | 0 | 40.9193 | 131 | 17.7823 | 3.8779 | 128.2192 | -50.6021
10 | 35 | 10.5833 | 9.4425 | 38.3626 | 0.55829 | 56.0627 | 33.9373 | 0.60876 | 0.56367 | 132.7977 | 1 | 39.7273 | 1406.2805 | 1.7912 | 1208.1541 | 0.14826 | 926.3805 | 0.065583 | 60.7551 | 712.4751 | 517.1846 | 56.3971 | 8.2913 | 777.1634 | 648.3 | 1035 | [6 empty] | 0 | 0 | 0 | 0 | 0 | 39.7273 | 132 | 18.0428 | 3.9093 | 129.2055 | -50.5707
10 | 40 | 10.6667 | 9.5258 | 37.1126 | 0.5695 | 55.2844 | 34.7156 | 0.59184 | 0.57043 | 133.9449 | 1 | 38.5382 | 1406.2805 | 1.7559 | 1208.1541 | 0.14826 | 931.2392 | 0.065583 | 61.0738 | 728.4083 | 530.3438 | 56.6929 | 8.4846 | 793.5858 | 660.9 | 1040 | [6 empty] | 0 | 0 | 0 | 0 | 0 | 38.5382 | 133 | 18.2979 | 3.9307 | 130.1918 | -50.5493
10 | 45 | 10.75 | 9.6092 | 35.8626 | 0.5804 | 54.5211 | 35.4789 | 0.57463 | 0.577 | 135.1177 | 1 | 37.3526 | 1406.2805 | 1.7229 | 1208.1541 | 0.14826 | 935.8029 | 0.065583 | 61.3731 | 743.8859 | 543.1424 | 56.9707 | 8.6725 | 809.5291 | 673.2 | 1045 | [6 empty] | 0 | 0 | 0 | 0 | 0 | 37.3526 | 134 | 18.5477 | 3.9423 | 131.1781 | -50.5377
10 | 50 | 10.8333 | 9.6925 | 34.6126 | 0.59098 | 53.7736 | 36.2264 | 0.55716 | 0.58337 | 136.3167 | 1 | 36.1706 | 1406.2805 | 1.6921 | 1208.1541 | 0.14826 | 940.0902 | 0.065583 | 61.6542 | 758.9007 | 555.5724 | 57.2317 | 8.8549 | 824.9873 | 685.2 | 1050 | [6 empty] | 0 | 0 | 0 | 0 | 0 | 36.1706 | 135 | 18.7919 | 3.9441 | 132.1644 | -50.5359
10 | 55 | 10.9167 | 9.7758 | 33.3626 | 0.60122 | 53.0424 | 36.9576 | 0.53941 | 0.58954 | 137.5426 | 1 | 34.9926 | 1406.2805 | 1.6633 | 1208.1541 | 0.14826 | 944.1181 | 0.065583 | 61.9184 | 773.446 | 567.6262 | 57.4769 | 9.0316 | 839.9545 | 696.7 | 1055 | [6 empty] | 0 | 0 | 0 | 0 | 0 | 34.9926 | 136 | 19.0306 | 3.9362 | 133.1507 | -50.5438
11 | 0 | 11 | 9.8592 | 32.1126 | 0.61114 | 52.3283 | 37.6717 | 0.52141 | 0.59552 | 138.7958 | 1 | 33.8192 | 1406.2805 | 1.6363 | 1208.1541 | 0.14826 | 947.9017 | 0.065583 | 62.1665 | 787.515 | 579.2968 | 57.7073 | 9.2026 | 854.4249 | 707.8 | 1100 | [6 empty] | 0 | 0 | 0 | 0 | 0 | 33.8192 | 137 | 19.2636 | 3.9186 | 134.137 | -50.5614
11 | 5 | 11.0833 | 9.9425 | 30.8626 | 0.62071 | 51.6321 | 38.3679 | 0.50317 | 0.60129 | 140.0768 | 1 | 32.6507 | 1406.2805 | 1.6111 | 1208.1541 | 0.14826 | 951.4551 | 0.065583 | 62.3996 | 801.1015 | 590.577 | 57.9236 | 9.3678 | 868.3928 | 718.6 | 1105 | [6 empty] | 0 | 0 | 0 | 0 | 0 | 32.6507 | 138 | 19.491 | 3.8914 | 135.1233 | -50.5886
11 | 10 | 11.1667 | 10.0258 | 29.6126 | 0.62994 | 50.9543 | 39.0457 | 0.48468 | 0.60685 | 141.3862 | 1 | 31.4878 | 1406.2805 | 1.5875 | 1208.1541 | 0.14826 | 954.7909 | 0.065583 | 62.6184 | 814.1991 | 601.4604 | 58.1267 | 9.527 | 881.8528 | 728.9 | 1110 | [6 empty] | 0 | 0 | 0 | 0 | 0 | 31.4878 | 139 | 19.7125 | 3.8548 | 136.1096 | -50.6252
11 | 15 | 11.25 | 10.1092 | 28.3626 | 0.63882 | 50.296 | 39.704 | 0.46596 | 0.6122 | 142.7243 | 1 | 30.3311 | 1406.2805 | 1.5654 | 1208.1541 | 0.14826 | 957.9206 | 0.065583 | 62.8236 | 826.8018 | 611.9407 | 58.3172 | 9.6803 | 894.7994 | 738.8 | 1115 | [6 empty] | 0 | 0 | 0 | 0 | 0 | 30.3311 | 140 | 19.9282 | 3.8088 | 137.0959 | -50.6712
11 | 20 | 11.3333 | 10.1925 | 27.1126 | 0.64735 | 49.6577 | 40.3423 | 0.44702 | 0.61734 | 144.0914 | 1 | 29.1813 | 1406.2805 | 1.5448 | 1208.1541 | 0.14826 | 960.8547 | 0.065583 | 63.016 | 838.904 | 622.0118 | 58.4958 | 9.8276 | 907.2274 | 748.2 | 1120 | [6 empty] | 0 | 0 | 0 | 0 | 0 | 29.1813 | 141 | 20.138 | 3.7537 | 138.0822 | -50.7263
11 | 25 | 11.4167 | 10.2758 | 25.8626 | 0.65553 | 49.0403 | 40.9597 | 0.42787 | 0.62226 | 145.4876 | 1 | 28.0394 | 1406.2805 | 1.5255 | 1208.1541 | 0.14826 | 963.6029 | 0.065583 | 63.1963 | 850.4999 | 631.6681 | 58.6631 | 9.9687 | 919.1317 | 757.3 | 1125 | [6 empty] | 0 | 0 | 0 | 0 | 0 | 28.0394 | 142 | 20.3419 | 3.6894 | 139.0685 | -50.7906
11 | 30 | 11.5 | 10.3592 | 24.6126 | 0.66334 | 48.4447 | 41.5553 | 0.40851 | 0.62697 | 146.9132 | 1 | 26.9062 | 1406.2805 | 1.5075 | 1208.1541 | 0.14826 | 966.1739 | 0.065583 | 63.3649 | 861.5843 | 640.904 | 58.8196 | 10.1036 | 930.5076 | 765.9 | 1130 | [6 empty] | 0 | 0 | 0 | 0 | 0 | 26.9062 | 143 | 20.5397 | 3.6163 | 140.0548 | -50.8637
11 | 35 | 11.5833 | 10.4425 | 23.3626 | 0.67079 | 47.8716 | 42.1284 | 0.38896 | 0.63146 | 148.3682 | 1 | 25.783 | 1406.2805 | 1.4908 | 1208.1541 | 0.14826 | 968.5756 | 0.065583 | 63.5224 | 872.1522 | 649.7144 | 58.9659 | 10.2323 | 941.3503 | 774 | 1135 | [6 empty] | 0 | 0 | 0 | 0 | 0 | 25.783 | 144 | 20.7314 | 3.5344 | 141.0411 | -50.9456
11 | 40 | 11.6667 | 10.5258 | 22.1126 | 0.67788 | 47.322 | 42.678 | 0.36923 | 0.63573 | 149.8524 | 1 | 24.6711 | 1406.2805 | 1.4752 | 1208.1541 | 0.14826 | 970.8155 | 0.065583 | 63.6693 | 882.1985 | 658.0945 | 59.1022 | 10.3546 | 951.6553 | 781.7 | 1140 | [6 empty] | 0 | 0 | 0 | 0 | 0 | 24.6711 | 145 | 20.917 | 3.444 | 142.0274 | -51.036
11 | 45 | 11.75 | 10.6092 | 20.8626 | 0.68459 | 46.7965 | 43.2035 | 0.34931 | 0.63978 | 151.3657 | 1 | 23.5721 | 1406.2805 | 1.4607 | 1208.1541 | 0.14826 | 972.9 | 0.065583 | 63.806 | 891.7187 | 666.0394 | 59.2291 | 10.4706 | 961.4184 | 789 | 1145 | [6 empty] | 0 | 0 | 0 | 0 | 0 | 23.5721 | 146 | 21.0963 | 3.3452 | 143.0137 | -51.1348
11 | 50 | 11.8333 | 10.6925 | 19.6126 | 0.69093 | 46.2961 | 43.7039 | 0.32924 | 0.6436 | 152.9077 | 1 | 22.488 | 1406.2805 | 1.4473 | 1208.1541 | 0.14826 | 974.8354 | 0.065583 | 63.9329 | 900.7085 | 673.545 | 59.3469 | 10.58 | 970.6355 | 795.7 | 1150 | [6 empty] | 0 | 0 | 0 | 0 | 0 | 22.488 | 147 | 21.2695 | 3.2383 | 144 | -51.2417
11 | 55 | 11.9167 | 10.7758 | 18.3626 | 0.6969 | 45.8215 | 44.1785 | 0.309 | 0.64719 | 154.4778 | 1 | 21.421 | 1406.2805 | 1.4349 | 1208.1541 | 0.14826 | 976.6271 | 0.065583 | 64.0504 | 909.1635 | 680.6071 | 59.456 | 10.683 | 979.3026 | 802.1 | 1155 | [6 empty] | 0 | 0 | 0 | 0 | 0 | 21.421 | 148 | 21.4363 | 3.1234 | 144.9863 | -51.3566
12 | 0 | 12 | 10.8592 | 17.1126 | 0.70248 | 45.3737 | 44.6263 | 0.28862 | 0.65055 | 156.0754 | 1 | 20.3738 | 1406.2805 | 1.4235 | 1208.1541 | 0.14826 | 978.28 | 0.065583 | 64.1589 | 917.08 | 687.2218 | 59.5567 | 10.7795 | 987.4162 | 807.9 | 1200 | [6 empty] | 0 | 0 | 0 | 0 | 0 | 20.3738 | 149 | 21.5968 | 3.0007 | 145.9726 | -51.4793
12 | 5 | 12.0833 | 10.9425 | 15.8626 | 0.70768 | 44.9534 | 45.0466 | 0.2681 | 0.65369 | 157.6997 | 1 | 19.3496 | 1406.2805 | 1.4131 | 1208.1541 | 0.14826 | 979.7989 | 0.065583 | 64.2585 | 924.4543 | 693.3855 | 59.6491 | 10.8694 | 994.9728 | 813.3 | 1205 | [6 empty] | 0 | 0 | 0 | 0 | 0 | 19.3496 | 150 | 21.7509 | 2.8706 | 146.9589 | -51.6094
12 | 10 | 12.1667 | 11.0258 | 14.6126 | 0.7125 | 44.5614 | 45.4386 | 0.24746 | 0.65659 | 159.3496 | 1 | 18.3523 | 1406.2805 | 1.4035 | 1208.1541 | 0.14826 | 981.1877 | 0.065583 | 64.3495 | 931.283 | 699.095 | 59.7337 | 10.9526 | 1001.9692 | 818.2 | 1210 | [6 empty] | 0 | 0 | 0 | 0 | 0 | 18.3523 | 151 | 21.8985 | 2.7333 | 147.9452 | -51.7467
12 | 15 | 12.25 | 11.1092 | 13.3626 | 0.71693 | 44.1985 | 45.8015 | 0.22669 | 0.65926 | 161.0241 | 1 | 17.3865 | 1406.2805 | 1.3948 | 1208.1541 | 0.14826 | 982.4502 | 0.065583 | 64.4323 | 937.5628 | 704.3471 | 59.8105 | 11.0291 | 1008.4025 | 822.6 | 1215 | [6 empty] | 0 | 0 | 0 | 0 | 0 | 17.3865 | 152 | 22.0396 | 2.5889 | 148.9315 | -51.8911
12 | 20 | 12.3333 | 11.1925 | 12.1126 | 0.72097 | 43.8654 | 46.1346 | 0.20582 | 0.6617 | 162.7218 | 1 | 16.4577 | 1406.2805 | 1.387 | 1208.1541 | 0.14826 | 983.5897 | 0.065583 | 64.5071 | 943.291 | 709.1389 | 59.8799 | 11.0989 | 1014.2698 | 826.6 | 1220 | [6 empty] | 0 | 0 | 0 | 0 | 0 | 16.4577 | 153 | 22.1742 | 2.4378 | 149.9178 | -52.0422
12 | 25 | 12.4167 | 11.2758 | 10.8626 | 0.72462 | 43.5627 | 46.4373 | 0.18485 | 0.66389 | 164.4412 | 1 | 15.5727 | 1406.2805 | 1.38 | 1208.1541 | 0.14826 | 984.6091 | 0.065583 | 64.5739 | 948.4647 | 713.468 | 59.942 | 11.162 | 1019.5687 | 830 | 1225 | [6 empty] | 0 | 0 | 0 | 0 | 0 | 15.5727 | 154 | 22.3023 | 2.2803 | 150.9041 | -52.1997
12 | 30 | 12.5 | 11.3592 | 9.6126 | 0.72788 | 43.2912 | 46.7088 | 0.16379 | 0.66586 | 166.1805 | 1 | 14.7392 | 1406.2805 | 1.3739 | 1208.1541 | 0.14826 | 985.5112 | 0.065583 | 64.6331 | 953.0818 | 717.3321 | 59.9969 | 11.2183 | 1024.2969 | 833 | 1230 | [6 empty] | 0 | 0 | 0 | 0 | 0 | 14.7392 | 155 | 22.4237 | 2.1166 | 151.8904 | -52.3634
12 | 35 | 12.5833 | 11.4425 | 8.3626 | 0.73074 | 43.0514 | 46.9486 | 0.14265 | 0.66758 | 167.938 | 1 | 13.9666 | 1406.2805 | 1.3685 | 1208.1541 | 0.14826 | 986.298 | 0.065583 | 64.6847 | 957.1399 | 720.7289 | 60.0448 | 11.2677 | 1028.4524 | 835.5 | 1235 | [6 empty] | 0 | 0 | 0 | 0 | 0 | 13.9666 | 156 | 22.5385 | 1.947 | 152.8767 | -52.533
12 | 40 | 12.6667 | 11.5258 | 7.1126 | 0.73321 | 42.8439 | 47.1561 | 0.12145 | 0.66907 | 169.7116 | 1 | 13.2654 | 1406.2805 | 1.3639 | 1208.1541 | 0.14826 | 986.9718 | 0.065583 | 64.7289 | 960.6372 | 723.6569 | 60.0858 | 11.3104 | 1032.0334 | 837.5 | 1240 | [6 empty] | 0 | 0 | 0 | 0 | 0 | 13.2654 | 157 | 22.6466 | 1.7718 | 153.863 | -52.7082
12 | 45 | 12.75 | 11.6092 | 5.8626 | 0.73528 | 42.6691 | 47.3309 | 0.10019 | 0.67032 | 171.4992 | 1 | 12.6475 | 1406.2805 | 1.36 | 1208.1541 | 0.14826 | 987.534 | 0.065583 | 64.7658 | 963.5721 | 726.1142 | 60.12 | 11.3462 | 1035.0383 | 839 | 1245 | [6 empty] | 0 | 0 | 0 | 0 | 0 | 12.6475 | 158 | 22.748 | 1.5913 | 154.8493 | -52.8887
12 | 50 | 12.8333 | 11.6925 | 4.6126 | 0.73695 | 42.5275 | 47.4725 | 0.07888 | 0.67133 | 173.2986 | 1 | 12.1257 | 1406.2805 | 1.3569 | 1208.1541 | 0.14826 | 987.9862 | 0.065583 | 64.7954 | 965.9433 | 728.0998 | 60.1476 | 11.3751 | 1037.466 | 840 | 1250 | [6 empty] | 0 | 0 | 0 | 0 | 0 | 12.1257 | 159 | 22.8427 | 1.4059 | 155.8356 | -53.0741
12 | 55 | 12.9167 | 11.7758 | 3.3626 | 0.73823 | 42.4193 | 47.5807 | 0.057533 | 0.67209 | 175.1073 | 1 | 11.7129 | 1406.2805 | 1.3546 | 1208.1541 | 0.14826 | 988.3295 | 0.065583 | 64.8179 | 967.7496 | 729.6125 | 60.1685 | 11.3971 | 1039.3152 | 840.5 | 1255 | [6 empty] | 0 | 0 | 0 | 0 | 0 | 11.7129 | 160 | 22.9305 | 1.2158 | 156.8219 | -53.2642
13 | 0 | 13 | 11.8592 | 2.1126 | 0.7391 | 42.3449 | 47.6551 | 0.036158 | 0.67262 | 176.9229 | 1 | 11.4209 | 1406.2805 | 1.353 | 1208.1541 | 0.14826 | 988.5646 | 0.065583 | 64.8333 | 968.9902 | 730.6515 | 60.1828 | 11.4122 | 1040.5852 | 840.5 | 1300 | [6 empty] | 0 | 0 | 0 | 0 | 0 | 11.4209 | 161 | 23.0116 | 1.0214 | 157.8082 | -53.4586
13 | 5 | 13.0833 | 11.9425 | 0.86262 | 0.73958 | 42.3044 | 47.6956 | 0.014767 | 0.67291 | 178.7429 | 1 | 11.259 | 1406.2805 | 1.3521 | 1208.1541 | 0.14826 | 988.6922 | 0.065583 | 64.8417 | 969.6645 | 731.2162 | 60.1905 | 11.4205 | 1041.2755 | 840 | 1305 | [6 empty] | 0 | 0 | 0 | 0 | 0 | 11.259 | 162 | 23.0859 | 0.82305 | 158.7945 | -53.657
13 | 10 | 13.1667 | 12.0258 | -0.38738 | 0.73966 | 42.2979 | 47.7021 | -0.0066317 | 0.67295 | 180.5646 | 1 | 11.2329 | 1406.2805 | 1.352 | 1208.1541 | 0.14826 | 988.7126 | 0.065583 | 64.8431 | 969.7722 | 731.3064 | 60.1918 | 11.4218 | 1041.3858 | 839.1 | 1310 | [6 empty] | 0 | 0 | 0 | 0 | 0 | 11.2329 | 163 | 23.1533 | 0.62101 | 159.7808 | -53.859
13 | 15 | 13.25 | 12.1092 | -1.6374 | 0.73933 | 42.3255 | 47.6745 | -0.028027 | 0.67276 | 182.3856 | 1 | 11.3436 | 1406.2805 | 1.3526 | 1208.1541 | 0.14826 | 988.6258 | 0.065583 | 64.8374 | 969.3133 | 730.9221 | 60.1865 | 11.4162 | 1040.916 | 837.6 | 1315 | [6 empty] | 0 | 0 | 0 | 0 | 0 | 11.3436 | 164 | 23.2139 | 0.41566 | 160.7671 | -54.0643
13 | 20 | 13.3333 | 12.1925 | -2.8874 | 0.73861 | 42.387 | 47.613 | -0.049409 | 0.67232 | 184.2031 | 1 | 11.5871 | 1406.2805 | 1.3539 | 1208.1541 | 0.14826 | 988.4316 | 0.065583 | 64.8246 | 968.288 | 730.0633 | 60.1747 | 11.4037 | 1039.8663 | 835.6 | 1320 | [6 empty] | 0 | 0 | 0 | 0 | 0 | 11.5871 | 165 | 23.2676 | 0.20734 | 161.7534 | -54.2727
13 | 25 | 13.4167 | 12.2758 | -4.1374 | 0.73748 | 42.4824 | 47.5176 | -0.070768 | 0.67165 | 186.0148 | 1 | 11.9553 | 1406.2805 | 1.356 | 1208.1541 | 0.14826 | 988.1295 | 0.065583 | 64.8048 | 966.6966 | 728.7307 | 60.1563 | 11.3843 | 1038.2372 | 833.2 | 1325 | [6 empty] | 0 | 0 | 0 | 0 | 0 | 11.9553 | 166 | 23.3144 | -0.0035832 | 162.7397 | -54.4836
13 | 30 | 13.5 | 12.3592 | -5.3874 | 0.73596 | 42.6113 | 47.3887 | -0.092093 | 0.67073 | 187.818 | 1 | 12.4371 | 1406.2805 | 1.3588 | 1208.1541 | 0.14826 | 987.7189 | 0.065583 | 64.7779 | 964.5401 | 726.9248 | 60.1313 | 11.358 | 1036.0294 | 830.2 | 1330 | [6 empty] | 0 | 0 | 0 | 0 | 0 | 12.4371 | 167 | 23.3543 | -0.21676 | 163.726 | -54.6968
13 | 35 | 13.5833 | 12.4425 | -6.6374 | 0.73404 | 42.7736 | 47.2264 | -0.11337 | 0.66957 | 189.6103 | 1 | 13.02 | 1406.2805 | 1.3623 | 1208.1541 | 0.14826 | 987.1986 | 0.065583 | 64.7438 | 961.8194 | 724.6466 | 60.0996 | 11.3248 | 1033.2438 | 826.7 | 1335 | [6 empty] | 0 | 0 | 0 | 0 | 0 | 13.02 | 168 | 23.3873 | -0.43184 | 164.7123 | -54.9118
13 | 40 | 13.6667 | 12.5258 | -7.8874 | 0.73173 | 42.9687 | 47.0313 | -0.1346 | 0.66818 | 191.3895 | 1 | 13.6909 | 1406.2805 | 1.3666 | 1208.1541 | 0.14826 | 986.5674 | 0.065583 | 64.7024 | 958.5357 | 721.8974 | 60.0612 | 11.2848 | 1029.8816 | 822.8 | 1340 | [6 empty] | 0 | 0 | 0 | 0 | 0 | 13.6909 | 169 | 23.4133 | -0.64846 | 165.6986 | -55.1285
13 | 45 | 13.75 | 12.6092 | -9.1374 | 0.72901 | 43.1963 | 46.8037 | -0.15576 | 0.66654 | 193.1534 | 1 | 14.4378 | 1406.2805 | 1.3717 | 1208.1541 | 0.14826 | 985.8238 | 0.065583 | 64.6536 | 954.6905 | 718.6787 | 60.0159 | 11.2379 | 1025.9443 | 818.4 | 1345 | [6 empty] | 0 | 0 | 0 | 0 | 0 | 14.4378 | 170 | 23.4324 | -0.86625 | 166.6849 | -55.3462
13 | 50 | 13.8333 | 12.6925 | -10.3874 | 0.72591 | 43.4558 | 46.5442 | -0.17685 | 0.66467 | 194.8998 | 1 | 15.2493 | 1406.2805 | 1.3776 | 1208.1541 | 0.14826 | 984.9658 | 0.065583 | 64.5973 | 950.2858 | 714.992 | 59.9637 | 11.1842 | 1021.4336 | 813.5 | 1350 | [6 empty] | 0 | 0 | 0 | 0 | 0 | 15.2493 | 171 | 23.4446 | -1.0848 | 167.6712 | -55.5648
13 | 55 | 13.9167 | 12.7758 | -11.6374 | 0.7224 | 43.7467 | 46.2533 | -0.19786 | 0.66256 | 196.627 | 1 | 16.1157 | 1406.2805 | 1.3843 | 1208.1541 | 0.14826 | 983.9913 | 0.065583 | 64.5334 | 945.3234 | 710.8395 | 59.9043 | 11.1237 | 1016.3514 | 808.1 | 1355 | [6 empty] | 0 | 0 | 0 | 0 | 0 | 16.1157 | 172 | 23.4498 | -1.3039 | 168.6575 | -55.7839
14 | 0 | 14 | 12.8592 | -12.8874 | 0.71851 | 44.0683 | 45.9317 | -0.21877 | 0.66021 | 198.3331 | 1 | 17.0287 | 1406.2805 | 1.3918 | 1208.1541 | 0.14826 | 982.8977 | 0.065583 | 64.4617 | 939.8057 | 706.2232 | 59.8378 | 11.0564 | 1010.6999 | 802.2 | 1400 | [6 empty] | 0 | 0 | 0 | 0 | 0 | 17.0287 | 173 | 23.448 | -1.523 | 169.6438 | -56.003
14 | 5 | 14.0833 | 12.9425 | -14.1374 | 0.71423 | 44.42 | 45.58 | -0.23957 | 0.65763 | 200.0166 | 1 | 17.9811 | 1406.2805 | 1.4001 | 1208.1541 | 0.14826 | 981.6824 | 0.065583 | 64.382 | 933.7353 | 701.1458 | 59.7638 | 10.9825 | 1004.4815 | 795.8 | 1405 | [6 empty] | 0 | 0 | 0 | 0 | 0 | 17.9811 | 174 | 23.4394 | -1.7418 | 170.6301 | -56.2218
14 | 10 | 14.1667 | 13.0258 | -15.3874 | 0.70956 | 44.801 | 45.199 | -0.26027 | 0.65482 | 201.676 | 1 | 18.9671 | 1406.2805 | 1.4093 | 1208.1541 | 0.14826 | 980.342 | 0.065583 | 64.2941 | 927.1149 | 695.6099 | 59.6822 | 10.9018 | 997.6989 | 789 | 1410 | [6 empty] | 0 | 0 | 0 | 0 | 0 | 18.9671 | 175 | 23.4237 | -1.9599 | 171.6164 | -56.4399
14 | 15 | 14.25 | 13.1092 | -16.6374 | 0.7045 | 45.2106 | 44.7894 | -0.28084 | 0.65177 | 203.3102 | 1 | 19.9815 | 1406.2805 | 1.4194 | 1208.1541 | 0.14826 | 978.8731 | 0.065583 | 64.1977 | 919.9477 | 689.6185 | 59.5928 | 10.8144 | 990.3549 | 781.7 | 1415 | [6 empty] | 0 | 0 | 0 | 0 | 0 | 19.9815 | 176 | 23.4012 | -2.177 | 172.6027 | -56.657
14 | 20 | 14.3333 | 13.1925 | -17.8874 | 0.69906 | 45.6481 | 44.3519 | -0.30127 | 0.6485 | 204.9181 | 1 | 21.0204 | 1406.2805 | 1.4305 | 1208.1541 | 0.14826 | 977.2716 | 0.065583 | 64.0927 | 912.2369 | 683.1748 | 59.4953 | 10.7205 | 982.4527 | 773.9 | 1420 | [6 empty] | 0 | 0 | 0 | 0 | 0 | 21.0204 | 177 | 23.3717 | -2.3927 | 173.589 | -56.8727
14 | 25 | 14.4167 | 13.2758 | -19.1374 | 0.69324 | 46.1126 | 43.8874 | -0.32156 | 0.64499 | 206.4987 | 1 | 22.0802 | 1406.2805 | 1.4425 | 1208.1541 | 0.14826 | 975.5332 | 0.065583 | 63.9787 | 903.9862 | 676.2824 | 59.3894 | 10.62 | 973.9956 | 765.7 | 1425 | [6 empty] | 0 | 0 | 0 | 0 | 0 | 22.0802 | 178 | 23.3352 | -2.6066 | 174.5753 | -57.0866
14 | 30 | 14.5 | 13.3592 | -20.3874 | 0.68705 | 46.6032 | 43.3968 | -0.3417 | 0.64126 | 208.0514 | 1 | 23.1581 | 1406.2805 | 1.4555 | 1208.1541 | 0.14826 | 973.6531 | 0.065583 | 63.8554 | 895.1992 | 668.9449 | 59.275 | 10.5129 | 964.9871 | 757 | 1430 | [6 empty] | 0 | 0 | 0 | 0 | 0 | 23.1581 | 179 | 23.2919 | -2.8184 | 175.5616 | -57.2984
14 | 35 | 14.5833 | 13.4425 | -21.6374 | 0.68047 | 47.1193 | 42.8807 | -0.36168 | 0.6373 | 209.5756 | 1 | 24.2516 | 1406.2805 | 1.4696 | 1208.1541 | 0.14826 | 971.626 | 0.065583 | 63.7225 | 885.8802 | 661.1665 | 59.1516 | 10.3994 | 955.4312 | 747.8 | 1435 | [6 empty] | 0 | 0 | 0 | 0 | 0 | 24.2516 | 180 | 23.2416 | -3.0277 | 176.5479 | -57.5077
14 | 40 | 14.6667 | 13.5258 | -22.8874 | 0.67353 | 47.6599 | 42.3401 | -0.38148 | 0.63311 | 211.0709 | 1 | 25.3588 | 1406.2805 | 1.4847 | 1208.1541 | 0.14826 | 969.4459 | 0.065583 | 63.5795 | 876.0333 | 652.9513 | 59.0188 | 10.2795 | 945.3317 | 738.2 | 1440 | [6 empty] | 0 | 0 | 0 | 0 | 0 | 25.3588 | 181 | 23.1845 | -3.2341 | 177.5342 | -57.7141
14 | 45 | 14.75 | 13.6092 | -24.1374 | 0.66622 | 48.2241 | 41.7759 | -0.4011 | 0.62871 | 212.5371 | 1 | 26.4779 | 1406.2805 | 1.501 | 1208.1541 | 0.14826 | 967.1065 | 0.065583 | 63.4261 | 865.6632 | 644.304 | 58.8764 | 10.1533 | 934.6929 | 728.2 | 1445 | [6 empty] | 0 | 0 | 0 | 0 | 0 | 26.4779 | 182 | 23.1205 | -3.4374 | 178.5205 | -57.9174
14 | 50 | 14.8333 | 13.6925 | -25.3874 | 0.65854 | 48.8113 | 41.1887 | -0.42053 | 0.62408 | 213.9738 | 1 | 27.6074 | 1406.2805 | 1.5185 | 1208.1541 | 0.14826 | 964.6008 | 0.065583 | 63.2617 | 854.7746 | 635.2292 | 58.7239 | 10.0207 | 923.5192 | 717.7 | 1450 | [6 empty] | 0 | 0 | 0 | 0 | 0 | 27.6074 | 183 | 23.0496 | -3.637 | 179.5068 | -58.117
14 | 55 | 14.9167 | 13.7758 | -26.6374 | 0.6505 | 49.4205 | 40.5795 | -0.43976 | 0.61924 | 215.3813 | 1 | 28.7462 | 1406.2805 | 1.5373 | 1208.1541 | 0.14826 | 961.921 | 0.065583 | 63.086 | 843.3725 | 625.7322 | 58.5607 | 9.882 | 911.8152 | 706.8 | 1455 | [6 empty] | 0 | 0 | 0 | 0 | 0 | 28.7462 | 184 | 22.9719 | -3.8327 | 180.4932 | -58.3127
15 | 0 | 15 | 13.8592 | -27.8874 | 0.64211 | 50.0509 | 39.9491 | -0.45879 | 0.61418 | 216.7594 | 1 | 29.8931 | 1406.2805 | 1.5574 | 1208.1541 | 0.14826 | 959.0586 | 0.065583 | 62.8982 | 831.4622 | 615.8181 | 58.3865 | 9.737 | 899.5857 | 695.4 | 1500 | [6 empty] | 0 | 0 | 0 | 0 | 0 | 29.8931 | 185 | 22.8874 | -4.0242 | 181.4795 | -58.5042
15 | 5 | 15.0833 | 13.9425 | -29.1374 | 0.63336 | 50.7017 | 39.2983 | -0.47759 | 0.60891 | 218.1085 | 1 | 31.0473 | 1406.2805 | 1.5789 | 1208.1541 | 0.14826 | 956.0044 | 0.065583 | 62.6979 | 819.0491 | 605.4927 | 58.2005 | 9.586 | 886.8356 | 683.7 | 1505 | [6 empty] | 0 | 0 | 0 | 0 | 0 | 31.0473 | 186 | 22.7962 | -4.2111 | 182.4658 | -58.6911
15 | 10 | 15.1667 | 14.0258 | -30.3874 | 0.62426 | 51.3722 | 38.6278 | -0.49616 | 0.60342 | 219.4287 | 1 | 32.2079 | 1406.2805 | 1.6019 | 1208.1541 | 0.14826 | 952.7483 | 0.065583 | 62.4844 | 806.1389 | 594.7618 | 58.0023 | 9.429 | 873.5702 | 671.5 | 1510 | [6 empty] | 0 | 0 | 0 | 0 | 0 | 32.2079 | 187 | 22.6981 | -4.393 | 183.4521 | -58.873
15 | 15 | 15.25 | 14.1092 | -31.6374 | 0.61482 | 52.0615 | 37.9385 | -0.5145 | 0.59773 | 220.7205 | 1 | 33.3743 | 1406.2805 | 1.6265 | 1208.1541 | 0.14826 | 949.2791 | 0.065583 | 62.2569 | 792.7376 | 583.6317 | 57.7911 | 9.2661 | 859.7948 | 658.9 | 1515 | [6 empty] | 0 | 0 | 0 | 0 | 0 | 33.3743 | 188 | 22.5934 | -4.5697 | 184.4384 | -59.0497
15 | 20 | 15.3333 | 14.1925 | -32.8874 | 0.60503 | 52.7689 | 37.2311 | -0.5326 | 0.59184 | 221.9842 | 1 | 34.5459 | 1406.2805 | 1.6528 | 1208.1541 | 0.14826 | 945.5845 | 0.065583 | 62.0146 | 778.8513 | 572.1087 | 57.5662 | 9.0973 | 845.5148 | 645.9 | 1520 | [6 empty] | 0 | 0 | 0 | 0 | 0 | 34.5459 | 189 | 22.4819 | -4.7408 | 185.4247 | -59.2208
15 | 25 | 15.4167 | 14.2758 | -34.1374 | 0.59491 | 53.4936 | 36.5064 | -0.55044 | 0.58574 | 223.2204 | 1 | 35.7222 | 1406.2805 | 1.6809 | 1208.1541 | 0.14826 | 941.6513 | 0.065583 | 61.7566 | 764.4863 | 560.1998 | 57.3267 | 8.9227 | 830.7358 | 632.6 | 1525 | [6 empty] | 0 | 0 | 0 | 0 | 0 | 35.7222 | 190 | 22.3638 | -4.9059 | 186.411 | -59.3859
15 | 30 | 15.5 | 14.3592 | -35.3874 | 0.58446 | 54.235 | 35.765 | -0.56802 | 0.57945 | 224.4296 | 1 | 36.9027 | 1406.2805 | 1.711 | 1208.1541 | 0.14826 | 937.4645 | 0.065583 | 61.482 | 749.6492 | 547.9119 | 57.0718 | 8.7425 | 815.4636 | 618.8 | 1530 | [6 empty] | 0 | 0 | 0 | 0 | 0 | 36.9027 | 191 | 22.2391 | -5.0649 | 187.3973 | -59.5449
15 | 35 | 15.5833 | 14.4425 | -36.6374 | 0.57368 | 54.9924 | 35.0076 | -0.58533 | 0.57295 | 225.6123 | 1 | 38.087 | 1406.2805 | 1.7431 | 1208.1541 | 0.14826 | 933.0079 | 0.065583 | 61.1898 | 734.3467 | 535.2526 | 56.8005 | 8.5567 | 799.704 | 604.7 | 1535 | [6 empty] | 0 | 0 | 0 | 0 | 0 | 38.087 | 192 | 22.1077 | -5.2174 | 188.3836 | -59.6974
15 | 40 | 15.6667 | 14.5258 | -37.8874 | 0.56259 | 55.7651 | 34.2349 | -0.60236 | 0.56627 | 226.7691 | 1 | 39.2748 | 1406.2805 | 1.7775 | 1208.1541 | 0.14826 | 928.2637 | 0.065583 | 60.8786 | 718.5859 | 522.2295 | 56.5117 | 8.3654 | 783.463 | 590.2 | 1540 | [6 empty] | 0 | 0 | 0 | 0 | 0 | 39.2748 | 193 | 21.9699 | -5.363 | 189.3699 | -59.843
15 | 45 | 15.75 | 14.6092 | -39.1374 | 0.55117 | 56.5524 | 33.4476 | -0.6191 | 0.55939 | 227.9008 | 1 | 40.4658 | 1406.2805 | 1.8143 | 1208.1541 | 0.14826 | 923.212 | 0.065583 | 60.5473 | 702.3738 | 508.8508 | 56.2042 | 8.1687 | 766.7467 | 575.4 | 1545 | [6 empty] | 0 | 0 | 0 | 0 | 0 | 40.4658 | 194 | 21.8255 | -5.5016 | 190.3562 | -59.9816
15 | 50 | 15.8333 | 14.6925 | -40.3874 | 0.53945 | 57.3537 | 32.6463 | -0.63555 | 0.55233 | 229.0079 | 1 | 41.6596 | 1406.2805 | 1.8537 | 1208.1541 | 0.14826 | 917.831 | 0.065583 | 60.1944 | 685.7179 | 495.125 | 55.8766 | 7.9668 | 749.5612 | 560.2 | 1550 | [6 empty] | 0 | 0 | 0 | 0 | 0 | 41.6596 | 195 | 21.6746 | -5.6328 | 191.3425 | -60.1128
15 | 55 | 15.9167 | 14.7758 | -41.6374 | 0.52742 | 58.1685 | 31.8315 | -0.6517 | 0.54508 | 230.0911 | 1 | 42.8561 | 1406.2805 | 1.896 | 1208.1541 | 0.14826 | 912.0964 | 0.065583 | 59.8183 | 668.6256 | 481.061 | 55.5275 | 7.7596 | 731.9126 | 544.7 | 1555 | [6 empty] | 0 | 0 | 0 | 0 | 0 | 42.8561 | 196 | 21.5173 | -5.7564 | 192.3288 | -60.2364
16 | 0 | 16 | 14.8592 | -42.8874 | 0.5151 | 58.9961 | 31.0039 | -0.66754 | 0.53765 | 231.1512 | 1 | 44.0549 | 1406.2805 | 1.9414 | 1208.1541 | 0.14826 | 905.9813 | 0.065583 | 59.4173 | 651.1046 | 466.668 | 55.1552 | 7.5474 | 713.8072 | 528.9 | 1600 | [6 empty] | 0 | 0 | 0 | 0 | 0 | 44.0549 | 197 | 21.3537 | -5.8721 | 193.3151 | -60.3521
16 | 5 | 16.0833 | 14.9425 | -44.1374 | 0.50248 | 59.836 | 30.164 | -0.68306 | 0.53005 | 232.1888 | 1 | 45.256 | 1406.2805 | 1.9901 | 1208.1541 | 0.14826 | 899.4558 | 0.065583 | 58.9893 | 633.163 | 451.956 | 54.7579 | 7.3302 | 695.251 | 512.7 | 1605 | [6 empty] | 0 | 0 | 0 | 0 | 0 | 45.256 | 198 | 21.1837 | -5.9796 | 194.3014 | -60.4596
16 | 10 | 16.1667 | 15.0258 | -45.3874 | 0.48957 | 60.6876 | 29.3124 | -0.69825 | 0.52227 | 233.2046 | 1 | 46.4591 | 1406.2805 | 2.0426 | 1208.1541 | 0.14826 | 892.4864 | 0.065583 | 58.5322 | 614.8086 | 436.935 | 54.3336 | 7.1081 | 676.2504 | 496.3 | 1610 | [6 empty] | 0 | 0 | 0 | 0 | 0 | 46.4591 | 199 | 21.0074 | -6.0788 | 195.2877 | -60.5588
16 | 15 | 16.25 | 15.1092 | -46.6374 | 0.47638 | 61.5506 | 28.4494 | -0.71311 | 0.51433 | 234.1993 | 1 | 47.6641 | 1406.2805 | 2.0992 | 1208.1541 | 0.14826 | 885.0357 | 0.065583 | 58.0436 | 596.0499 | 421.6161 | 53.88 | 6.8813 | 656.8113 | 479.6 | 1615 | [6 empty] | 0 | 0 | 0 | 0 | 0 | 47.6641 | 200 | 20.8249 | -6.1693 | 196.274 | -60.6493
16 | 20 | 16.3333 | 15.1925 | -47.8874 | 0.46292 | 62.4242 | 27.5758 | -0.72763 | 0.50621 | 235.1737 | 1 | 48.8708 | 1406.2805 | 2.1602 | 1208.1541 | 0.14826 | 877.0619 | 0.065583 | 57.5206 | 576.8952 | 406.0105 | 53.3946 | 6.6499 | 636.9397 | 462.6 | 1620 | [6 empty] | 0 | 0 | 0 | 0 | 0 | 48.8708 | 201 | 20.6363 | -6.2511 | 197.2603 | -60.7311
16 | 25 | 16.4167 | 15.2758 | -49.1374 | 0.44919 | 63.3082 | 26.6918 | -0.74181 | 0.49794 | 236.1284 | 1 | 50.0791 | 1406.2805 | 2.2262 | 1208.1541 | 0.14826 | 868.5178 | 0.065583 | 56.9603 | 557.3531 | 390.1304 | 52.8744 | 6.4141 | 616.6416 | 445.3 | 1625 | [6 empty] | 0 | 0 | 0 | 0 | 0 | 50.0791 | 202 | 20.4415 | -6.3238 | 198.2466 | -60.8038
16 | 30 | 16.5 | 15.3592 | -50.3874 | 0.4352 | 64.202 | 25.798 | -0.75563 | 0.48951 | 237.0642 | 1 | 51.2889 | 1406.2805 | 2.2978 | 1208.1541 | 0.14826 | 859.3502 | 0.065583 | 56.359 | 537.4323 | 373.9887 | 52.3163 | 6.1739 | 595.9225 | 427.8 | 1630 | [6 empty] | 0 | 0 | 0 | 0 | 0 | 51.2889 | 203 | 20.2407 | -6.3873 | 199.2329 | -60.8673
16 | 35 | 16.5833 | 15.4425 | -51.6374 | 0.42095 | 65.1053 | 24.8947 | -0.7691 | 0.48093 | 237.9816 | 1 | 52.5 | 1406.2805 | 2.3756 | 1208.1541 | 0.14826 | 849.4991 | 0.065583 | 55.713 | 517.1419 | 357.5989 | 51.7166 | 5.9295 | 574.788 | 410.1 | 1635 | [6 empty] | 0 | 0 | 0 | 0 | 0 | 52.5 | 204 | 20.0339 | -6.4414 | 200.2192 | -60.9214
16 | 40 | 16.6667 | 15.5258 | -52.8874 | 0.40646 | 66.0175 | 23.9825 | -0.78219 | 0.47219 | 238.8815 | 1 | 53.7124 | 1406.2805 | 2.4603 | 1208.1541 | 0.14826 | 838.8961 | 0.065583 | 55.0176 | 496.4909 | 340.9759 | 51.0711 | 5.681 | 553.243 | 392.2 | 1640 | [6 empty] | 0 | 0 | 0 | 0 | 0 | 53.7124 | 205 | 19.8211 | -6.4859 | 201.2055 | -60.9659
16 | 45 | 16.75 | 15.6092 | -54.1374 | 0.39172 | 66.9383 | 23.0617 | -0.79492 | 0.46331 | 239.7644 | 1 | 54.926 | 1406.2805 | 2.5528 | 1208.1541 | 0.14826 | 827.4635 | 0.065583 | 54.2678 | 475.4887 | 324.1354 | 50.3751 | 5.4287 | 531.2925 | 374 | 1645 | [6 empty] | 0 | 0 | 0 | 0 | 0 | 54.926 | 206 | 19.6025 | -6.5207 | 202.1918 | -61.0007
16 | 50 | 16.8333 | 15.6925 | -55.3874 | 0.37675 | 67.8674 | 22.1326 | -0.80726 | 0.45429 | 240.631 | 1 | 56.1406 | 1406.2805 | 2.6543 | 1208.1541 | 0.14826 | 815.1122 | 0.065583 | 53.4578 | 454.1449 | 307.0946 | 49.6232 | 5.1726 | 508.9406 | 355.8 | 1650 | [6 empty] | 0 | 0 | 0 | 0 | 0 | 56.1406 | 207 | 19.378 | -6.5456 | 203.1781 | -61.0256
16 | 55 | 16.9167 | 15.7758 | -56.6374 | 0.36155 | 68.8043 | 21.1957 | -0.81923 | 0.44514 | 241.4819 | 1 | 57.3563 | 1406.2805 | 2.7658 | 1208.1541 | 0.14826 | 801.74 | 0.065583 | 52.5808 | 432.4693 | 289.8722 | 48.8091 | 4.9129 | 486.1913 | 337.3 | 1655 | [6 empty] | 0 | 0 | 0 | 0 | 0 | 57.3563 | 208 | 19.1478 | -6.5604 | 204.1644 | -61.0404
17 | 0 | 17 | 15.8592 | -57.8874 | 0.34614 | 69.7488 | 20.2512 | -0.8308 | 0.43585 | 242.3179 | 1 | 58.5729 | 1406.2805 | 2.889 | 1208.1541 | 0.14826 | 787.2293 | 0.065583 | 51.6291 | 410.4721 | 272.4888 | 47.9257 | 4.6499 | 463.0477 | 318.7 | 1700 | [6 empty] | 0 | 0 | 0 | 0 | 0 | 58.5729 | 209 | 18.912 | -6.5651 | 205.1507 | -61.0451
17 | 5 | 17.0833 | 15.9425 | -59.1374 | 0.33051 | 70.7005 | 19.2995 | -0.84198 | 0.42643 | 243.1394 | 1 | 59.7903 | 1406.2805 | 3.0257 | 1208.1541 | 0.14826 | 771.4435 | 0.065583 | 50.5938 | 388.164 | 254.9671 | 46.9647 | 4.3837 | 439.5123 | 300.1 | 1705 | [6 empty] | 0 | 0 | 0 | 0 | 0 | 59.7903 | 210 | 18.6705 | -6.5596 | 206.137 | -61.0396
17 | 10 | 17.1667 | 16.0258 | -60.3874 | 0.31467 | 71.659 | 18.341 | -0.85275 | 0.41689 | 243.9471 | 1 | 61.0086 | 1406.2805 | 3.1779 | 1208.1541 | 0.14826 | 754.2241 | 0.065583 | 49.4645 | 365.5562 | 237.3327 | 45.9164 | 4.1145 | 415.587 | 281.3 | 1710 | [6 empty] | 0 | 0 | 0 | 0 | 0 | 61.0086 | 211 | 18.4235 | -6.5437 | 207.1233 | -61.0237
17 | 15 | 17.25 | 16.1092 | -61.6374 | 0.29864 | 72.6241 | 17.3759 | -0.86312 | 0.40723 | 244.7416 | 1 | 62.2276 | 1406.2805 | 3.3485 | 1208.1541 | 0.14826 | 735.3855 | 0.065583 | 48.229 | 342.6606 | 219.6146 | 44.7695 | 3.8426 | 391.2726 | 262.5 | 1715 | [6 empty] | 0 | 0 | 0 | 0 | 0 | 62.2276 | 212 | 18.171 | -6.5174 | 208.1096 | -60.9974
17 | 20 | 17.3333 | 16.1925 | -62.8874 | 0.28242 | 73.5955 | 16.4045 | -0.87308 | 0.39746 | 245.5234 | 1 | 63.4473 | 1406.2805 | 3.5409 | 1208.1541 | 0.14826 | 714.7104 | 0.065583 | 46.8731 | 319.4903 | 201.8457 | 43.5108 | 3.5682 | 366.5693 | 243.7 | 1720 | [6 empty] | 0 | 0 | 0 | 0 | 0 | 63.4473 | 213 | 17.9132 | -6.4806 | 209.0959 | -60.9606
17 | 25 | 17.4167 | 16.2758 | -64.1374 | 0.26601 | 74.573 | 15.427 | -0.88262 | 0.38757 | 246.2932 | 1 | 64.6677 | 1406.2805 | 3.7592 | 1208.1541 | 0.14826 | 691.9423 | 0.065583 | 45.3799 | 296.0601 | 184.0644 | 42.1247 | 3.2917 | 341.4764 | 225 | 1725 | [6 empty] | 0 | 0 | 0 | 0 | 0 | 64.6677 | 214 | 17.65 | -6.4331 | 210.0822 | -60.9131
17 | 30 | 17.5 | 16.3592 | -65.3874 | 0.24943 | 75.5561 | 14.4439 | -0.89175 | 0.37758 | 247.0514 | 1 | 65.8886 | 1406.2805 | 4.0091 | 1208.1541 | 0.14826 | 666.7777 | 0.065583 | 43.7295 | 272.3867 | 166.3156 | 40.5927 | 3.0134 | 315.9927 | 206.3 | 1730 | [6 empty] | 0 | 0 | 0 | 0 | 0 | 65.8886 | 215 | 17.3817 | -6.3751 | 211.0685 | -60.8551
17 | 35 | 17.5833 | 16.4425 | -66.6374 | 0.23269 | 76.5447 | 13.4553 | -0.90045 | 0.36749 | 247.7986 | 1 | 67.1101 | 1406.2805 | 4.2976 | 1208.1541 | 0.14826 | 638.8564 | 0.065583 | 41.8983 | 248.4905 | 148.653 | 38.8929 | 2.7337 | 290.1171 | 187.7 | 1735 | [6 empty] | 0 | 0 | 0 | 0 | 0 | 67.1101 | 216 | 17.1081 | -6.3065 | 212.0548 | -60.7865
17 | 40 | 17.6667 | 16.5258 | -67.8874 | 0.21578 | 77.5386 | 12.4614 | -0.90872 | 0.35731 | 248.5353 | 1 | 68.3321 | 1406.2805 | 4.6343 | 1208.1541 | 0.14826 | 607.7501 | 0.065583 | 39.8583 | 224.3969 | 131.1413 | 36.9992 | 2.4532 | 263.8493 | 169.3 | 1740 | [6 empty] | 0 | 0 | 0 | 0 | 0 | 68.3321 | 217 | 16.8295 | -6.2271 | 213.0411 | -60.7071
17 | 45 | 17.75 | 16.6092 | -69.1374 | 0.19873 | 78.5375 | 11.4625 | -0.91656 | 0.34703 | 249.2621 | 1 | 69.5546 | 1406.2805 | 5.032 | 1208.1541 | 0.14826 | 572.9494 | 0.065583 | 37.5759 | 200.1394 | 113.8604 | 34.8806 | 2.1725 | 237.1925 | 151.1 | 1745 | [6 empty] | 0 | 0 | 0 | 0 | 0 | 69.5546 | 218 | 16.5459 | -6.1372 | 214.0274 | -60.6172
17 | 50 | 17.8333 | 16.6925 | -70.3874 | 0.18153 | 79.5411 | 10.4589 | -0.92396 | 0.33667 | 249.9795 | 1 | 70.7776 | 1406.2805 | 5.5087 | 1208.1541 | 0.14826 | 533.8526 | 0.065583 | 35.0118 | 175.7637 | 96.91 | 32.5004 | 1.8926 | 210.1567 | 133.3 | 1750 | [6 empty] | 0 | 0 | 0 | 0 | 0 | 70.7776 | 219 | 16.2574 | -6.0365 | 215.0137 | -60.5165
17 | 55 | 17.9167 | 16.7758 | -71.6374 | 0.1642 | 80.5494 | 9.4506 | -0.93092 | 0.32623 | 250.6878 | 1 | 72.0009 | 1406.2805 | 6.0902 | 1208.1541 | 0.14826 | 489.7582 | 0.065583 | 32.12 | 151.3363 | 80.4173 | 29.816 | 1.6145 | 182.7667 | 115.8 | 1755 | [6 empty] | 0 | 0 | 0 | 0 | 0 | 72.0009 | 220 | 15.9641 | -5.9252 | 216 | -60.4052
18 | 0 | 18 | 16.8592 | -72.8874 | 0.14674 | 81.5619 | 8.4381 | -0.93744 | 0.31571 | 251.3877 | 1 | 73.2246 | 1406.2805 | 6.8148 | 1208.1541 | 0.14826 | 439.875 | 0.065583 | 28.8485 | 126.957 | 64.5474 | 26.7791 | 1.3399 | 155.076 | 98.9 | 1800 | [6 empty] | 0 | 0 | 0 | 0 | 0 | 73.2246 | 221 | 15.6661 | -5.8034 | 216.9863 | -60.2834
18 | 5 | 18.0833 | 16.9425 | -74.1374 | 0.12917 | 82.5786 | 7.4214 | -0.94351 | 0.30512 | 252.0796 | 1 | 74.4487 | 1406.2805 | 7.742 | 1208.1541 | 0.14826 | 383.3751 | 0.065583 | 25.143 | 102.7835 | 49.5187 | 23.3395 | 1.0711 | 127.1941 | 82.6 | 1805 | [6 empty] | 0 | 0 | 0 | 0 | 0 | 74.4487 | 222 | 15.3634 | -5.6709 | 217.9726 | -60.1509
18 | 10 | 18.1667 | 17.0258 | -75.3874 | 0.11148 | 83.5993 | 6.4007 | -0.94914 | 0.29446 | 252.7639 | 1 | 75.673 | 1406.2805 | 8.9702 | 1208.1541 | 0.14826 | 319.5552 | 0.065583 | 20.9575 | 79.0756 | 35.6243 | 19.4542 | 0.81174 | 99.3415 | 67 | 1810 | [6 empty] | 0 | 0 | 0 | 0 | 0 | 75.673 | 223 | 15.0562 | -5.528 | 218.9589 | -60.008
18 | 15 | 18.25 | 17.1092 | -76.6374 | 0.093695 | 84.6238 | 5.3762 | -0.95431 | 0.28375 | 253.4411 | 1 | 76.8977 | 1406.2805 | 10.6729 | 1208.1541 | 0.14826 | 248.2618 | 0.065583 | 16.2818 | 56.2787 | 23.261 | 15.1139 | 0.56729 | 71.9599 | 52.5 | 1815 | [6 empty] | 0 | 0 | 0 | 0 | 0 | 76.8977 | 224 | 14.7445 | -5.3747 | 219.9452 | -59.8547
18 | 20 | 18.3333 | 17.1925 | -77.8874 | 0.075818 | 85.6518 | 4.3482 | -0.95903 | 0.27297 | 254.1117 | 1 | 78.1226 | 1406.2805 | 13.1895 | 1208.1541 | 0.14826 | 170.9486 | 0.065583 | 11.2114 | 35.1845 | 12.9609 | 10.4072 | 0.34678 | 45.9384 | 39.1 | 1820 | [6 empty] | 0 | 0 | 0 | 0 | 0 | 78.1226 | 225 | 14.4284 | -5.2111 | 220.9315 | -59.6911
18 | 25 | 18.4167 | 17.2758 | -79.1374 | 0.057856 | 86.6832 | 3.3168 | -0.96329 | 0.26215 | 254.7761 | 1 | 79.3477 | 1406.2805 | 17.2843 | 1208.1541 | 0.14826 | 93.1558 | 0.065583 | 6.1095 | 17.2197 | 5.3896 | 5.6712 | 0.16497 | 23.0559 | 27.3 | 1825 | [6 empty] | 0 | 0 | 0 | 0 | 0 | 79.3477 | 226 | 14.1081 | -5.0373 | 221.9178 | -59.5173
18 | 30 | 18.5 | 17.3592 | -80.3874 | 0.039819 | 87.7179 | 2.2821 | -0.96709 | 0.25128 | 255.4346 | 1 | 80.573 | 1406.2805 | 25.1136 | 1208.1541 | 0.14826 | 29.1802 | 0.065583 | 1.9137 | 4.7794 | 1.1619 | 1.7765 | 0.044124 | 6.6 | 17.2 | 1830 | [6 empty] | 0 | 0 | 0 | 0 | 0 | 80.573 | 227 | 13.7836 | -4.8534 | 222.9041 | -59.3334
18 | 35 | 18.5833 | 17.4425 | -81.6374 | 0.021715 | 88.7557 | 1.2443 | -0.97044 | 0.24038 | 256.0879 | 1 | 81.7985 | 1406.2805 | 46.0507 | 1208.1541 | 0.14826 | 1.3091 | 0.065583 | 0.085857 | 0.18675 | 0.028428 | 0.079698 | 0.0016396 | 0.26809 | 9.3 | 1835 | [6 empty] | 0 | 0 | 0 | 0 | 0 | 81.7985 | 228 | 13.455 | -4.6595 | 223.8904 | -59.1395
18 | 40 | 18.6667 | 17.5258 | -82.8874 | 0.0035533 | 89.7964 | 0.20359 | -0.97332 | 0.22943 | 256.7362 | 1 | 83.0242 | 1406.2805 | 281.4313 | 1208.1541 | 0.14826 | 9.1439e-16 | 0.065583 | 5.9969e-17 | 1.1105e-16 | 3.2491e-18 | 5.5667e-17 | 9.0694e-19 | 1.6763e-16 | 3.8 | 1840 | [6 empty] | 0 | 0 | 0 | 0 | 237 | 83.0242 | 229 | 13.1224 | -4.4558 | 224.8767 | -58.9358
18 | 45 | 18.75 | 17.6092 | -84.1374 | -0.014658 | 90.8399 | -0.83988 | -0.97574 | 0.21846 | 257.38 | 0 | 0 | 0 | 0 | 0 | 0 | 0 | 0 | 0 | 0 | 0 | 0 | 0 | 0 | 0.9 | 1845 | [6 empty] | 0 | 0 | 0 | 0 | 0 | 90 | 230 | 12.7859 | -4.2424 | 225.863 | -58.7224
18 | 50 | 18.8333 | 17.6925 | -85.3874 | -0.03291 | 91.886 | -1.886 | -0.97769 | 0.20746 | 258.0197 | 0 | 0 | 0 | 0 | 0 | 0 | 0 | 0 | 0 | 0 | 0 | 0 | 0 | 0 | 0 | 1850 | [6 empty] | 0 | 0 | 0 | 0 | 0 | 90 | 231 | 12.4456 | -4.0196 | 226.8493 | -58.4996
18 | 55 | 18.9167 | 17.7758 | -86.6374 | -0.051195 | 92.9345 | -2.9345 | -0.97918 | 0.19645 | 258.6557 | 0 | 0 | 0 | 0 | 0 | 0 | 0 | 0 | 0 | 0 | 0 | 0 | 0 | 0 | 0 | 1855 | [6 empty] | 0 | 0 | 0 | 0 | 0 | 90 | 232 | 12.1017 | -3.7874 | 227.8356 | -58.2674
19 | 0 | 19 | 17.8592 | -87.8874 | -0.069503 | 93.9854 | -3.9854 | -0.9802 | 0.18542 | 259.2884 | 0 | 0 | 0 | 0 | 0 | 0 | 0 | 0 | 0 | 0 | 0 | 0 | 0 | 0 |  | 1900 | [6 empty] | 0 | 0 | 0 | 0 | 0 | 90 | 233 | 11.7541 | -3.5462 | 228.8219 | -58.0262
19 | 5 | 19.0833 | 17.9425 | -89.1374 | -0.087826 | 95.0385 | -5.0385 | -0.98075 | 0.17438 | 259.9183 | 0 | 0 | 0 | 0 | 0 | 0 | 0 | 0 | 0 | 0 | 0 | 0 | 0 | 0 |  | 1905 | [6 empty] | 0 | 0 | 0 | 0 | 0 | 90 | 234 | 11.4031 | -3.296 | 229.8082 | -57.776
19 | 10 | 19.1667 | 18.0258 | -90.3874 | -0.10615 | 96.0937 | -6.0937 | -0.98084 | 0.16333 | 260.5457 | 0 | 0 | 0 | 0 | 0 | 0 | 0 | 0 | 0 | 0 | 0 | 0 | 0 | 0 |  | 1910 | [6 empty] | 0 | 0 | 0 | 0 | 0 | 90 | 235 | 11.0487 | -3.0371 | 230.7945 | -57.5171
19 | 15 | 19.25 | 18.1092 | -91.6374 | -0.12448 | 97.1507 | -7.1507 | -0.98047 | 0.15229 | 261.1711 | 0 | 0 | 0 | 0 | 0 | 0 | 0 | 0 | 0 | 0 | 0 | 0 | 0 | 0 |  | 1915 | [6 empty] | 0 | 0 | 0 | 0 | 0 | 90 | 236 | 10.691 | -2.7698 | 231.7808 | -57.2498
19 | 20 | 19.3333 | 18.1925 | -92.8874 | -0.14279 | 98.2096 | -8.2096 | -0.97962 | 0.14126 | 261.7948 | 0 | 0 | 0 | 0 | 0 | 0 | 0 | 0 | 0 | 0 | 0 | 0 | 0 | 0 |  | 1920 | [6 empty] | 0 | 0 | 0 | 0 | 0 | 90 | 237 | 10.3302 | -2.4942 | 232.7671 | -56.9742
19 | 25 | 19.4167 | 18.2758 | -94.1374 | -0.16109 | 99.2701 | -9.2701 | -0.97831 | 0.13023 | 262.4174 | 0 | 0 | 0 | 0 | 0 | 0 | 0 | 0 | 0 | 0 | 0 | 0 | 0 | 0 |  | 1925 | [6 empty] | 0 | 0 | 0 | 0 | 0 | 90 | 238 | 9.9663 | -2.2107 | 233.7534 | -56.6907
19 | 30 | 19.5 | 18.3592 | -95.3874 | -0.17935 | 100.3322 | -10.3322 | -0.97653 | 0.11923 | 263.0391 | 0 | 0 | 0 | 0 | 0 | 0 | 0 | 0 | 0 | 0 | 0 | 0 | 0 | 0 |  | 1930 | [6 empty] | 0 | 0 | 0 | 0 | 0 | 90 | 239 | 9.5994 | -1.9195 | 234.7397 | -56.3995
19 | 35 | 19.5833 | 18.4425 | -96.6374 | -0.19758 | 101.3956 | -11.3956 | -0.97429 | 0.10824 | 263.6604 | 0 | 0 | 0 | 0 | 0 | 0 | 0 | 0 | 0 | 0 | 0 | 0 | 0 | 0 |  | 1935 | [6 empty] | 0 | 0 | 0 | 0 | 0 | 90 | 240 | 9.2297 | -1.6209 | 235.726 | -56.1009
19 | 40 | 19.6667 | 18.5258 | -97.8874 | -0.21576 | 102.4604 | -12.4604 | -0.97159 | 0.097289 | 264.2818 | 0 | 0 | 0 | 0 | 0 | 0 | 0 | 0 | 0 | 0 | 0 | 0 | 0 | 0 |  | 1940 | [6 empty] | 0 | 0 | 0 | 0 | 0 | 90 | 241 | 8.8573 | -1.3151 | 236.7123 | -55.7951
19 | 45 | 19.75 | 18.6092 | -99.1374 | -0.23389 | 103.5263 | -13.5263 | -0.96842 | 0.086367 | 264.9036 | 0 | 0 | 0 | 0 | 0 | 0 | 0 | 0 | 0 | 0 | 0 | 0 | 0 | 0 |  | 1945 | [6 empty] | 0 | 0 | 0 | 0 | 0 | 90 | 242 | 8.4822 | -1.0025 | 237.6986 | -55.4825
19 | 50 | 19.8333 | 18.6925 | -100.3874 | -0.25195 | 104.5932 | -14.5932 | -0.96479 | 0.075484 | 265.5264 | 0 | 0 | 0 | 0 | 0 | 0 | 0 | 0 | 0 | 0 | 0 | 0 | 0 | 0 |  | 1950 | [6 empty] | 0 | 0 | 0 | 0 | 0 | 90 | 243 | 8.1046 | -0.6833 | 238.6849 | -55.1633
19 | 55 | 19.9167 | 18.7758 | -101.6374 | -0.26995 | 105.6611 | -15.6611 | -0.9607 | 0.064644 | 266.1505 | 0 | 0 | 0 | 0 | 0 | 0 | 0 | 0 | 0 | 0 | 0 | 0 | 0 | 0 |  | 1955 | [6 empty] | 0 | 0 | 0 | 0 | 0 | 90 | 244 | 7.7246 | -0.3579 | 239.6712 | -54.8379
20 | 0 | 20 | 18.8592 | -102.8874 | -0.28786 | 106.7297 | -16.7297 | -0.95616 | 0.053852 | 266.7764 | 0 | 0 | 0 | 0 | 0 | 0 | 0 | 0 | 0 | 0 | 0 | 0 | 0 | 0 |  | 2000 | [6 empty] | 0 | 0 | 0 | 0 | 0 | 90 | 245 | 7.3424 | -0.026599 | 240.6575 | -54.5066
20 | 5 | 20.0833 | 18.9425 | -104.1374 | -0.30568 | 107.799 | -17.799 | -0.95116 | 0.043114 | 267.4047 | 0 | 0 | 0 | 0 | 0 | 0 | 0 | 0 | 0 | 0 | 0 | 0 | 0 | 0 |  | 2005 | [6 empty] | 0 | 0 | 0 | 0 | 0 | 90 | 246 | 6.9579 | 0.31028 | 241.6438 | -54.1697
20 | 10 | 20.1667 | 19.0258 | -105.3874 | -0.3234 | 108.8688 | -18.8688 | -0.94571 | 0.032435 | 268.0357 | 0 | 0 | 0 | 0 | 0 | 0 | 0 | 0 | 0 | 0 | 0 | 0 | 0 | 0 |  | 2010 | [6 empty] | 0 | 0 | 0 | 0 | 0 | 90 | 247 | 6.5714 | 0.6524 | 242.6301 | -53.8276
20 | 15 | 20.25 | 19.1092 | -106.6374 | -0.34102 | 109.939 | -19.939 | -0.9398 | 0.02182 | 268.67 | 0 | 0 | 0 | 0 | 0 | 0 | 0 | 0 | 0 | 0 | 0 | 0 | 0 | 0 |  | 2015 | [6 empty] | 0 | 0 | 0 | 0 | 0 | 90 | 248 | 6.183 | 0.9994 | 243.6164 | -53.4806
20 | 20 | 20.3333 | 19.1925 | -107.8874 | -0.35852 | 111.0095 | -21.0095 | -0.93345 | 0.011274 | 269.308 | 0 | 0 | 0 | 0 | 0 | 0 | 0 | 0 | 0 | 0 | 0 | 0 | 0 | 0 |  | 2020 | [6 empty] | 0 | 0 | 0 | 0 | 0 | 90 | 249 | 5.7927 | 1.3509 | 244.6027 | -53.1291
20 | 25 | 20.4167 | 19.2758 | -109.1374 | -0.3759 | 112.0802 | -22.0802 | -0.92666 | 0.0008017 | 269.9504 | 0 | 0 | 0 | 0 | 0 | 0 | 0 | 0 | 0 | 0 | 0 | 0 | 0 | 0 |  | 2025 | [6 empty] | 0 | 0 | 0 | 0 | 0 | 90 | 250 | 5.4007 | 1.7066 | 245.589 | -52.7734
20 | 30 | 20.5 | 19.3592 | -110.3874 | -0.39315 | 113.1508 | -23.1508 | -0.91942 | -0.0095914 | 270.5977 | 0 | 0 | 0 | 0 | 0 | 0 | 0 | 0 | 0 | 0 | 0 | 0 | 0 | 0 |  | 2030 | [6 empty] | 0 | 0 | 0 | 0 | 0 | 90 | 251 | 5.0071 | 2.0662 | 246.5753 | -52.4138
20 | 35 | 20.5833 | 19.4425 | -111.6374 | -0.41026 | 114.2213 | -24.2213 | -0.91175 | -0.019901 | 271.2504 | 0 | 0 | 0 | 0 | 0 | 0 | 0 | 0 | 0 | 0 | 0 | 0 | 0 | 0 |  | 2035 | [6 empty] | 0 | 0 | 0 | 0 | 0 | 90 | 252 | 4.612 | 2.4291 | 247.5616 | -52.0509
20 | 40 | 20.6667 | 19.5258 | -112.8874 | -0.42723 | 115.2916 | -25.2916 | -0.90364 | -0.030121 | 271.9091 | 0 | 0 | 0 | 0 | 0 | 0 | 0 | 0 | 0 | 0 | 0 | 0 | 0 | 0 |  | 2040 | [6 empty] | 0 | 0 | 0 | 0 | 0 | 90 | 253 | 4.2155 | 2.7951 | 248.5479 | -51.6849
20 | 45 | 20.75 | 19.6092 | -114.1374 | -0.44403 | 116.3614 | -26.3614 | -0.89511 | -0.040248 | 272.5745 | 0 | 0 | 0 | 0 | 0 | 0 | 0 | 0 | 0 | 0 | 0 | 0 | 0 | 0 |  | 2045 | [6 empty] | 0 | 0 | 0 | 0 | 0 | 90 | 254 | 3.8178 | 3.1637 | 249.5342 | -51.3163
20 | 50 | 20.8333 | 19.6925 | -115.3874 | -0.46068 | 117.4307 | -27.4307 | -0.88614 | -0.050276 | 273.2472 | 0 | 0 | 0 | 0 | 0 | 0 | 0 | 0 | 0 | 0 | 0 | 0 | 0 | 0 |  | 2050 | [6 empty] | 0 | 0 | 0 | 0 | 0 | 90 | 255 | 3.419 | 3.5346 | 250.5205 | -50.9454
20 | 55 | 20.9167 | 19.7758 | -116.6374 | -0.47715 | 118.4993 | -28.4993 | -0.87676 | -0.060201 | 273.9279 | 0 | 0 | 0 | 0 | 0 | 0 | 0 | 0 | 0 | 0 | 0 | 0 | 0 | 0 |  | 2055 | [6 empty] | 0 | 0 | 0 | 0 | 0 | 90 | 256 | 3.0191 | 3.9074 | 251.5068 | -50.5726
21 | 0 | 21 | 19.8592 | -117.8874 | -0.49344 | 119.567 | -29.567 | -0.86696 | -0.070018 | 274.6173 | 0 | 0 | 0 | 0 | 0 | 0 | 0 | 0 | 0 | 0 | 0 | 0 | 0 | 0 |  | 2100 | [6 empty] | 0 | 0 | 0 | 0 | 0 | 90 | 257 | 2.6184 | 4.2817 | 252.4932 | -50.1983
21 | 5 | 21.0833 | 19.9425 | -119.1374 | -0.50955 | 120.6336 | -30.6336 | -0.85674 | -0.079722 | 275.3162 | 0 | 0 | 0 | 0 | 0 | 0 | 0 | 0 | 0 | 0 | 0 | 0 | 0 | 0 |  | 2105 | [6 empty] | 0 | 0 | 0 | 0 | 0 | 90 | 258 | 2.2169 | 4.657 | 253.4795 | -49.823
21 | 10 | 21.1667 | 20.0258 | -120.3874 | -0.52546 | 121.6991 | -31.6991 | -0.84612 | -0.089308 | 276.0253 | 0 | 0 | 0 | 0 | 0 | 0 | 0 | 0 | 0 | 0 | 0 | 0 | 0 | 0 |  | 2110 | [6 empty] | 0 | 0 | 0 | 0 | 0 | 90 | 259 | 1.8147 | 5.033 | 254.4658 | -49.447
21 | 15 | 21.25 | 20.1092 | -121.6374 | -0.54117 | 122.7631 | -32.7631 | -0.83509 | -0.098773 | 276.7455 | 0 | 0 | 0 | 0 | 0 | 0 | 0 | 0 | 0 | 0 | 0 | 0 | 0 | 0 |  | 2115 | [6 empty] | 0 | 0 | 0 | 0 | 0 | 90 | 260 | 1.412 | 5.4093 | 255.4521 | -49.0707
21 | 20 | 21.3333 | 20.1925 | -122.8874 | -0.55667 | 123.8255 | -33.8255 | -0.82367 | -0.10811 | 277.4777 | 0 | 0 | 0 | 0 | 0 | 0 | 0 | 0 | 0 | 0 | 0 | 0 | 0 | 0 |  | 2120 | [6 empty] | 0 | 0 | 0 | 0 | 0 | 90 | 261 | 1.0089 | 5.7854 | 256.4384 | -48.6946
21 | 25 | 21.4167 | 20.2758 | -124.1374 | -0.57195 | 124.8862 | -34.8862 | -0.81186 | -0.11732 | 278.2228 | 0 | 0 | 0 | 0 | 0 | 0 | 0 | 0 | 0 | 0 | 0 | 0 | 0 | 0 |  | 2125 | [6 empty] | 0 | 0 | 0 | 0 | 0 | 90 | 262 | 0.60544 | 6.1609 | 257.4247 | -48.3191
21 | 30 | 21.5 | 20.3592 | -125.3874 | -0.58701 | 125.9448 | -35.9448 | -0.79966 | -0.12639 | 278.9818 | 0 | 0 | 0 | 0 | 0 | 0 | 0 | 0 | 0 | 0 | 0 | 0 | 0 | 0 |  | 2130 | [6 empty] | 0 | 0 | 0 | 0 | 0 | 90 | 263 | 0.20183 | 6.5355 | 258.411 | -47.9445
21 | 35 | 21.5833 | 20.4425 | -126.6374 | -0.60183 | 127.0012 | -37.0012 | -0.78707 | -0.13533 | 279.7557 | 0 | 0 | 0 | 0 | 0 | 0 | 0 | 0 | 0 | 0 | 0 | 0 | 0 | 0 |  | 2135 | [6 empty] | 0 | 0 | 0 | 0 | 0 | 90 | 264 | -0.20183 | 6.9087 | 259.3973 | -47.5713
21 | 40 | 21.6667 | 20.5258 | -127.8874 | -0.61642 | 128.0551 | -38.0551 | -0.77412 | -0.14411 | 280.5458 | 0 | 0 | 0 | 0 | 0 | 0 | 0 | 0 | 0 | 0 | 0 | 0 | 0 | 0 |  | 2140 | [6 empty] | 0 | 0 | 0 | 0 | 0 | 90 | 265 | -0.60544 | 7.28 | 260.3836 | -47.2
21 | 45 | 21.75 | 20.6092 | -129.1374 | -0.63076 | 129.1062 | -39.1062 | -0.76079 | -0.15276 | 281.3532 | 0 | 0 | 0 | 0 | 0 | 0 | 0 | 0 | 0 | 0 | 0 | 0 | 0 | 0 |  | 2145 | [6 empty] | 0 | 0 | 0 | 0 | 0 | 90 | 266 | -1.0089 | 7.6492 | 261.3699 | -46.8308
21 | 50 | 21.8333 | 20.6925 | -130.3874 | -0.64485 | 130.1544 | -40.1544 | -0.74711 | -0.16125 | 282.1791 | 0 | 0 | 0 | 0 | 0 | 0 | 0 | 0 | 0 | 0 | 0 | 0 | 0 | 0 |  | 2150 | [6 empty] | 0 | 0 | 0 | 0 | 0 | 90 | 267 | -1.412 | 8.0157 | 262.3562 | -46.4643
21 | 55 | 21.9167 | 20.7758 | -131.6374 | -0.65868 | 131.1993 | -41.1993 | -0.73306 | -0.16958 | 283.025 | 0 | 0 | 0 | 0 | 0 | 0 | 0 | 0 | 0 | 0 | 0 | 0 | 0 | 0 |  | 2155 | [6 empty] | 0 | 0 | 0 | 0 | 0 | 90 | 268 | -1.8147 | 8.3791 | 263.3425 | -46.1009
22 | 0 | 22 | 20.8592 | -132.8874 | -0.67224 | 132.2406 | -42.2406 | -0.71867 | -0.17775 | 283.8923 | 0 | 0 | 0 | 0 | 0 | 0 | 0 | 0 | 0 | 0 | 0 | 0 | 0 | 0 |  | 2200 | [6 empty] | 0 | 0 | 0 | 0 | 0 | 90 | 269 | -2.2169 | 8.7391 | 264.3288 | -45.7409
22 | 5 | 22.0833 | 20.9425 | -134.1374 | -0.68554 | 133.2779 | -43.2779 | -0.70394 | -0.18576 | 284.7826 | 0 | 0 | 0 | 0 | 0 | 0 | 0 | 0 | 0 | 0 | 0 | 0 | 0 | 0 |  | 2205 | [6 empty] | 0 | 0 | 0 | 0 | 0 | 90 | 270 | -2.6184 | 9.0952 | 265.3151 | -45.3848
22 | 10 | 22.1667 | 21.0258 | -135.3874 | -0.69855 | 134.3109 | -44.3109 | -0.68887 | -0.1936 | 285.6976 | 0 | 0 | 0 | 0 | 0 | 0 | 0 | 0 | 0 | 0 | 0 | 0 | 0 | 0 |  | 2210 | [6 empty] | 0 | 0 | 0 | 0 | 0 | 90 | 271 | -3.0191 | 9.4471 | 266.3014 | -45.0329
22 | 15 | 22.25 | 21.1092 | -136.6374 | -0.71128 | 135.3392 | -45.3392 | -0.67348 | -0.20127 | 286.639 | 0 | 0 | 0 | 0 | 0 | 0 | 0 | 0 | 0 | 0 | 0 | 0 | 0 | 0 |  | 2215 | [6 empty] | 0 | 0 | 0 | 0 | 0 | 90 | 272 | -3.419 | 9.7943 | 267.2877 | -44.6857
22 | 20 | 22.3333 | 21.1925 | -137.8874 | -0.72372 | 136.3624 | -46.3624 | -0.65776 | -0.20877 | 287.6089 | 0 | 0 | 0 | 0 | 0 | 0 | 0 | 0 | 0 | 0 | 0 | 0 | 0 | 0 |  | 2220 | [6 empty] | 0 | 0 | 0 | 0 | 0 | 90 | 273 | -3.8178 | 10.1364 | 268.274 | -44.3436
22 | 25 | 22.4167 | 21.2758 | -139.1374 | -0.73586 | 137.3801 | -47.3801 | -0.64173 | -0.21608 | 288.6093 | 0 | 0 | 0 | 0 | 0 | 0 | 0 | 0 | 0 | 0 | 0 | 0 | 0 | 0 |  | 2225 | [6 empty] | 0 | 0 | 0 | 0 | 0 | 90 | 274 | -4.2155 | 10.473 | 269.2603 | -44.007
22 | 30 | 22.5 | 21.3592 | -140.3874 | -0.7477 | 138.3917 | -48.3917 | -0.62539 | -0.22322 | 289.6425 | 0 | 0 | 0 | 0 | 0 | 0 | 0 | 0 | 0 | 0 | 0 | 0 | 0 | 0 |  | 2230 | [6 empty] | 0 | 0 | 0 | 0 | 0 | 90 | 275 | -4.612 | 10.8038 | 270.2466 | -43.6762
22 | 35 | 22.5833 | 21.4425 | -141.6374 | -0.75923 | 139.3966 | -49.3966 | -0.60876 | -0.23016 | 290.7109 | 0 | 0 | 0 | 0 | 0 | 0 | 0 | 0 | 0 | 0 | 0 | 0 | 0 | 0 |  | 2235 | [6 empty] | 0 | 0 | 0 | 0 | 0 | 90 | 276 | -5.0071 | 11.1283 | 271.2329 | -43.3517
22 | 40 | 22.6667 | 21.5258 | -142.8874 | -0.77045 | 140.3944 | -50.3944 | -0.59184 | -0.23692 | 291.8171 | 0 | 0 | 0 | 0 | 0 | 0 | 0 | 0 | 0 | 0 | 0 | 0 | 0 | 0 |  | 2240 | [6 empty] | 0 | 0 | 0 | 0 | 0 | 90 | 277 | -5.4007 | 11.4462 | 272.2192 | -43.0338
22 | 45 | 22.75 | 21.6092 | -144.1374 | -0.78135 | 141.3844 | -51.3844 | -0.57463 | -0.24349 | 292.9639 | 0 | 0 | 0 | 0 | 0 | 0 | 0 | 0 | 0 | 0 | 0 | 0 | 0 | 0 |  | 2245 | [6 empty] | 0 | 0 | 0 | 0 | 0 | 90 | 278 | -5.7927 | 11.7571 | 273.2055 | -42.7229
22 | 50 | 22.8333 | 21.6925 | -145.3874 | -0.79193 | 142.3658 | -52.3658 | -0.55716 | -0.24986 | 294.1543 | 0 | 0 | 0 | 0 | 0 | 0 | 0 | 0 | 0 | 0 | 0 | 0 | 0 | 0 |  | 2250 | [6 empty] | 0 | 0 | 0 | 0 | 0 | 90 | 279 | -6.183 | 12.0606 | 274.1918 | -42.4194
22 | 55 | 22.9167 | 21.7758 | -146.6374 | -0.80217 | 143.338 | -53.338 | -0.53941 | -0.25604 | 295.3916 | 0 | 0 | 0 | 0 | 0 | 0 | 0 | 0 | 0 | 0 | 0 | 0 | 0 | 0 |  | 2255 | [6 empty] | 0 | 0 | 0 | 0 | 0 | 90 | 280 | -6.5714 | 12.3564 | 275.1781 | -42.1236
23 | 0 | 23 | 21.8592 | -147.8874 | -0.81208 | 144.3 | -54.3 | -0.52141 | -0.26201 | 296.6793 | 0 | 0 | 0 | 0 | 0 | 0 | 0 | 0 | 0 | 0 | 0 | 0 | 0 | 0 |  | 2300 | [6 empty] | 0 | 0 | 0 | 0 | 0 | 90 | 281 | -6.9579 | 12.6442 | 276.1644 | -41.8358
23 | 5 | 23.0833 | 21.9425 | -149.1374 | -0.82166 | 145.251 | -55.251 | -0.50317 | -0.26778 | 298.0211 | 0 | 0 | 0 | 0 | 0 | 0 | 0 | 0 | 0 | 0 | 0 | 0 | 0 | 0 |  | 2305 | [6 empty] | 0 | 0 | 0 | 0 | 0 | 90 | 282 | -7.3424 | 12.9234 | 277.1507 | -41.5566
23 | 10 | 23.1667 | 22.0258 | -150.3874 | -0.83089 | 146.19 | -56.19 | -0.48468 | -0.27334 | 299.4211 | 0 | 0 | 0 | 0 | 0 | 0 | 0 | 0 | 0 | 0 | 0 | 0 | 0 | 0 |  | 2310 | [6 empty] | 0 | 0 | 0 | 0 | 0 | 90 | 283 | -7.7246 | 13.194 | 278.137 | -41.286
23 | 15 | 23.25 | 22.1092 | -151.6374 | -0.83977 | 147.1158 | -57.1158 | -0.46596 | -0.27869 | 300.8835 | 0 | 0 | 0 | 0 | 0 | 0 | 0 | 0 | 0 | 0 | 0 | 0 | 0 | 0 |  | 2315 | [6 empty] | 0 | 0 | 0 | 0 | 0 | 90 | 284 | -8.1046 | 13.4554 | 279.1233 | -41.0246
23 | 20 | 23.3333 | 22.1925 | -152.8874 | -0.8483 | 148.0273 | -58.0273 | -0.44702 | -0.28383 | 302.4129 | 0 | 0 | 0 | 0 | 0 | 0 | 0 | 0 | 0 | 0 | 0 | 0 | 0 | 0 |  | 2320 | [6 empty] | 0 | 0 | 0 | 0 | 0 | 90 | 285 | -8.4822 | 13.7074 | 280.1096 | -40.7726
23 | 25 | 23.4167 | 22.2758 | -154.1374 | -0.85648 | 148.9231 | -58.9231 | -0.42787 | -0.28875 | 304.0142 | 0 | 0 | 0 | 0 | 0 | 0 | 0 | 0 | 0 | 0 | 0 | 0 | 0 | 0 |  | 2325 | [6 empty] | 0 | 0 | 0 | 0 | 0 | 90 | 286 | -8.8573 | 13.9497 | 281.0959 | -40.5303
23 | 30 | 23.5 | 22.3592 | -155.3874 | -0.86429 | 149.8017 | -59.8017 | -0.40851 | -0.29346 | 305.6924 | 0 | 0 | 0 | 0 | 0 | 0 | 0 | 0 | 0 | 0 | 0 | 0 | 0 | 0 |  | 2330 | [6 empty] | 0 | 0 | 0 | 0 | 0 | 90 | 287 | -9.2297 | 14.182 | 282.0822 | -40.298
23 | 35 | 23.5833 | 22.4425 | -156.6374 | -0.87174 | 150.6616 | -60.6616 | -0.38896 | -0.29795 | 307.4529 | 0 | 0 | 0 | 0 | 0 | 0 | 0 | 0 | 0 | 0 | 0 | 0 | 0 | 0 |  | 2335 | [6 empty] | 0 | 0 | 0 | 0 | 0 | 90 | 288 | -9.5994 | 14.4039 | 283.0685 | -40.0761
23 | 40 | 23.6667 | 22.5258 | -157.8874 | -0.87883 | 151.501 | -61.501 | -0.36923 | -0.30222 | 309.3013 | 0 | 0 | 0 | 0 | 0 | 0 | 0 | 0 | 0 | 0 | 0 | 0 | 0 | 0 |  | 2340 | [6 empty] | 0 | 0 | 0 | 0 | 0 | 90 | 289 | -9.9663 | 14.6152 | 284.0548 | -39.8648
23 | 45 | 23.75 | 22.6092 | -159.1374 | -0.88554 | 152.318 | -62.318 | -0.34931 | -0.30627 | 311.2432 | 0 | 0 | 0 | 0 | 0 | 0 | 0 | 0 | 0 | 0 | 0 | 0 | 0 | 0 |  | 2345 | [6 empty] | 0 | 0 | 0 | 0 | 0 | 90 | 290 | -10.3302 | 14.8157 | 285.0411 | -39.6643
23 | 50 | 23.8333 | 22.6925 | -160.3874 | -0.89188 | 153.1104 | -63.1104 | -0.32924 | -0.31009 | 313.2843 | 0 | 0 | 0 | 0 | 0 | 0 | 0 | 0 | 0 | 0 | 0 | 0 | 0 | 0 |  | 2350 | [6 empty] | 0 | 0 | 0 | 0 | 0 | 90 | 291 | -10.691 | 15.005 | 286.0274 | -39.475
23 | 55 | 23.9167 | 22.7758 | -161.6374 | -0.89784 | 153.876 | -63.876 | -0.309 | -0.31368 | 315.4304 | 0 | 0 | 0 | 0 | 0 | 0 | 0 | 0 | 0 | 0 | 0 | 0 | 0 | 0 |  | 2355 | [6 empty] | 0 | 0 | 0 | 0 | 0 | 90 | 292 | -11.0487 | 15.183 | 287.0137 | -39.297
[9 empty] | Hours of sun = |  | 11.0833 | [11 empty] | kWH/m2 = | 7.2095 | [6 empty] | kWH/m2 = |  | 0.19368 | 0 | 0.25386 | 105 | 237 |  | 293 | -11.4031 | 15.3493 | 288 | -39.1307
0 | 0 | [24 empty] | 0 | [9 empty] | First | Last |  | 294 | -11.7541 | 15.5038 | 288.9863 | -38.9762
0 | 5 | [24 empty] | 5 | [12 empty] | 295 | -12.1017 | 15.6462 | 289.9726 | -38.8338
0 | 10 | [24 empty] | 10 | [12 empty] | 296 | -12.4456 | 15.7764 | 290.9589 | -38.7036
0 | 15 | [24 empty] | 15 | [12 empty] | 297 | -12.7859 | 15.8941 | 291.9452 | -38.5859
0 | 20 | [24 empty] | 20 | [12 empty] | 298 | -13.1224 | 15.9992 | 292.9315 | -38.4808
0 | 25 | [24 empty] | 25 | [12 empty] | 299 | -13.455 | 16.0915 | 293.9178 | -38.3885
0 | 30 | [24 empty] | 30 | [12 empty] | 300 | -13.7836 | 16.1709 | 294.9041 | -38.3091
0 | 35 | [24 empty] | 35 | [12 empty] | 301 | -14.1081 | 16.2372 | 295.8904 | -38.2428
0 | 40 | [24 empty] | 40 | [12 empty] | 302 | -14.4284 | 16.2903 | 296.8767 | -38.1897
0 | 45 | [24 empty] | 45 | [12 empty] | 303 | -14.7445 | 16.3302 | 297.863 | -38.1498
0 | 50 | [24 empty] | 50 | [12 empty] | 304 | -15.0562 | 16.3566 | 298.8493 | -38.1234
0 | 55 | [24 empty] | 55 | [12 empty] | 305 | -15.3634 | 16.3696 | 299.8356 | -38.1104
1 | 0 | [24 empty] | 100 | [12 empty] | 306 | -15.6661 | 16.3691 | 300.8219 | -38.1109
1 | 5 | [24 empty] | 105 | [12 empty] | 307 | -15.9641 | 16.3549 | 301.8082 | -38.1251
1 | 10 | [24 empty] | 110 | [12 empty] | 308 | -16.2574 | 16.3272 | 302.7945 | -38.1528
1 | 15 | [24 empty] | 115 | [12 empty] | 309 | -16.5459 | 16.2858 | 303.7808 | -38.1942
1 | 20 | [24 empty] | 120 | [12 empty] | 310 | -16.8295 | 16.2308 | 304.7671 | -38.2492
1 | 25 | [24 empty] | 125 | [12 empty] | 311 | -17.1081 | 16.1621 | 305.7534 | -38.3179
1 | 30 | [24 empty] | 130 | [12 empty] | 312 | -17.3817 | 16.0798 | 306.7397 | -38.4002
1 | 35 | [24 empty] | 135 | [12 empty] | 313 | -17.65 | 15.9839 | 307.726 | -38.4961
1 | 40 | [24 empty] | 140 | [12 empty] | 314 | -17.9132 | 15.8744 | 308.7123 | -38.6056
1 | 45 | [24 empty] | 145 | [12 empty] | 315 | -18.171 | 15.7515 | 309.6986 | -38.7285
1 | 50 | [24 empty] | 150 | [12 empty] | 316 | -18.4235 | 15.6153 | 310.6849 | -38.8647
1 | 55 | [24 empty] | 155 | [12 empty] | 317 | -18.6705 | 15.4657 | 311.6712 | -39.0143
2 | 0 | [24 empty] | 200 | [12 empty] | 318 | -18.912 | 15.3029 | 312.6575 | -39.1771
2 | 5 | [24 empty] | 205 | [12 empty] | 319 | -19.1478 | 15.1271 | 313.6438 | -39.3529
2 | 10 | [24 empty] | 210 | [12 empty] | 320 | -19.378 | 14.9383 | 314.6301 | -39.5417
2 | 15 | [24 empty] | 215 | [12 empty] | 321 | -19.6025 | 14.7367 | 315.6164 | -39.7433
2 | 20 | [24 empty] | 220 | [12 empty] | 322 | -19.8211 | 14.5226 | 316.6027 | -39.9574
2 | 25 | [24 empty] | 225 | [12 empty] | 323 | -20.0339 | 14.296 | 317.589 | -40.184
2 | 30 | [24 empty] | 230 | [12 empty] | 324 | -20.2407 | 14.0571 | 318.5753 | -40.4229
2 | 35 | [24 empty] | 235 | [12 empty] | 325 | -20.4415 | 13.8062 | 319.5616 | -40.6738
2 | 40 | [24 empty] | 240 | [12 empty] | 326 | -20.6363 | 13.5434 | 320.5479 | -40.9366
2 | 45 | [24 empty] | 245 | [12 empty] | 327 | -20.8249 | 13.2691 | 321.5342 | -41.2109
2 | 50 | [24 empty] | 250 | [12 empty] | 328 | -21.0074 | 12.9834 | 322.5205 | -41.4966
2 | 55 | [24 empty] | 255 | [12 empty] | 329 | -21.1837 | 12.6866 | 323.5068 | -41.7934
3 | 0 | [24 empty] | 300 | [12 empty] | 330 | -21.3537 | 12.3789 | 324.4932 | -42.1011
3 | 5 | [24 empty] | 305 | [12 empty] | 331 | -21.5173 | 12.0607 | 325.4795 | -42.4193
3 | 10 | [24 empty] | 310 | [12 empty] | 332 | -21.6746 | 11.7322 | 326.4658 | -42.7478
3 | 15 | [24 empty] | 315 | [12 empty] | 333 | -21.8255 | 11.3938 | 327.4521 | -43.0862
3 | 20 | [24 empty] | 320 | [12 empty] | 334 | -21.9699 | 11.0457 | 328.4384 | -43.4343
3 | 25 | [24 empty] | 325 | [12 empty] | 335 | -22.1077 | 10.6882 | 329.4247 | -43.7918
3 | 30 | [24 empty] | 330 | [12 empty] | 336 | -22.2391 | 10.3217 | 330.411 | -44.1583
3 | 35 | [24 empty] | 335 | [12 empty] | 337 | -22.3638 | 9.9465 | 331.3973 | -44.5335
3 | 40 | [24 empty] | 340 | [12 empty] | 338 | -22.4819 | 9.563 | 332.3836 | -44.917
3 | 45 | [24 empty] | 345 | [12 empty] | 339 | -22.5934 | 9.1716 | 333.3699 | -45.3084
3 | 50 | [24 empty] | 350 | [12 empty] | 340 | -22.6981 | 8.7725 | 334.3562 | -45.7075
3 | 55 | [24 empty] | 355 | [12 empty] | 341 | -22.7962 | 8.3663 | 335.3425 | -46.1137
4 | 0 | [24 empty] | 400 | [12 empty] | 342 | -22.8874 | 7.9531 | 336.3288 | -46.5269
4 | 5 | [24 empty] | 405 | [12 empty] | 343 | -22.9719 | 7.5336 | 337.3151 | -46.9464
4 | 10 | [24 empty] | 410 | [12 empty] | 344 | -23.0496 | 7.1079 | 338.3014 | -47.3721
4 | 15 | [24 empty] | 415 | [12 empty] | 345 | -23.1205 | 6.6766 | 339.2877 | -47.8034
4 | 20 | [24 empty] | 420 | [12 empty] | 346 | -23.1845 | 6.2401 | 340.274 | -48.2399
4 | 25 | [24 empty] | 425 | [12 empty] | 347 | -23.2416 | 5.7987 | 341.2603 | -48.6813
4 | 30 | [24 empty] | 430 | [12 empty] | 348 | -23.2919 | 5.353 | 342.2466 | -49.127
4 | 35 | [24 empty] | 435 | [12 empty] | 349 | -23.3352 | 4.9032 | 343.2329 | -49.5768
4 | 40 | [24 empty] | 440 | [12 empty] | 350 | -23.3717 | 4.4498 | 344.2192 | -50.0302
4 | 45 | [24 empty] | 445 | [12 empty] | 351 | -23.4012 | 3.9934 | 345.2055 | -50.4866
4 | 50 | [24 empty] | 450 | [12 empty] | 352 | -23.4237 | 3.5342 | 346.1918 | -50.9458
4 | 55 | [24 empty] | 455 | [12 empty] | 353 | -23.4394 | 3.0728 | 347.1781 | -51.4072
5 | 0 | [24 empty] | 500 | [12 empty] | 354 | -23.448 | 2.6095 | 348.1644 | -51.8705
5 | 5 | [24 empty] | 505 | [12 empty] | 355 | -23.4498 | 2.1449 | 349.1507 | -52.3351
5 | 10 | [24 empty] | 510 | [12 empty] | 356 | -23.4446 | 1.6793 | 350.137 | -52.8007
5 | 15 | [24 empty] | 515 | [12 empty] | 357 | -23.4324 | 1.2133 | 351.1233 | -53.2667
5 | 20 | [24 empty] | 520 | [12 empty] | 358 | -23.4133 | 0.74715 | 352.1096 | -53.7328
5 | 25 | [24 empty] | 525 | [12 empty] | 359 | -23.3873 | 0.28141 | 353.0959 | -54.1986
5 | 30 | [24 empty] | 530 | [12 empty] | 360 | -23.3543 | -0.1835 | 354.0822 | -54.6635
5 | 35 | [24 empty] | 535 | [12 empty] | 361 | -23.3144 | -0.64714 | 355.0685 | -55.1271
5 | 40 | [24 empty] | 540 | [12 empty] | 362 | -23.2676 | -1.1091 | 356.0548 | -55.5891
5 | 45 | [24 empty] | 545 | [12 empty] | 363 | -23.2139 | -1.5689 | 357.0411 | -56.0489
5 | 50 | [24 empty] | 550 | [12 empty] | 364 | -23.1533 | -2.0261 | 358.0274 | -56.5061
5 | 55 | [24 empty] | 555 | [12 empty] | 365 | -23.0859 | -2.4803 | 359.0137 | -56.9603
6 | 0 | [24 empty] | 600 | [12 empty] | 366 | -23.0116 | -2.9311 | 360 | -57.4111
6 | 5 | [24 empty] | 605 | [12 empty] | 1
6 | 10 | [24 empty] | 610 | [12 empty] | 2
6 | 15 | [24 empty] | 615 | [12 empty] | 3
6 | 20 | [24 empty] | 620 | [12 empty] | 4
6 | 25 | [24 empty] | 625 | [12 empty] | 5
6 | 30 | [24 empty] | 630 | [12 empty] | 6
6 | 35 | [24 empty] | 635 | [12 empty] | 7
6 | 40 | [24 empty] | 640 | [12 empty] | 8
6 | 45 | [24 empty] | 645 | [12 empty] | 9
6 | 50 | [24 empty] | 650 | [12 empty] | 10
6 | 55 | [24 empty] | 655 | [12 empty] | 11
7 | 0 | [24 empty] | 700 | [12 empty] | 12
7 | 5 | [24 empty] | 705 | [12 empty] | 13
7 | 10 | [24 empty] | 710 | [12 empty] | 14
7 | 15 | [24 empty] | 715 | [12 empty] | 15
7 | 20 | [24 empty] | 720 | [12 empty] | 16
7 | 25 | [24 empty] | 725 | [12 empty] | 17
7 | 30 | [24 empty] | 730 | [12 empty] | 18
7 | 35 | [24 empty] | 735 | [12 empty] | 19
7 | 40 | [24 empty] | 740 | [12 empty] | 20
7 | 45 | [24 empty] | 745 | [12 empty] | 21
7 | 50 | [24 empty] | 750 | [12 empty] | 22
7 | 55 | [24 empty] | 755 | [12 empty] | 23
8 | 0 | [24 empty] | 800 | [12 empty] | 24
8 | 5 | [24 empty] | 805 | [12 empty] | 25
8 | 10 | [24 empty] | 810 | [12 empty] | 26
8 | 15 | [24 empty] | 815 | [12 empty] | 27
8 | 20 | [24 empty] | 820 | [12 empty] | 28
8 | 25 | [24 empty] | 825 | [12 empty] | 29
8 | 30 | [24 empty] | 830 | [12 empty] | 30
8 | 35 | [24 empty] | 835 | [12 empty] | 31
8 | 40 | [24 empty] | 840 | [12 empty] | 32
8 | 45 | [24 empty] | 845 | [12 empty] | 33
8 | 50 | [24 empty] | 850 | [12 empty] | 34
8 | 55 | [24 empty] | 855 | [12 empty] | 35
9 | 0 | [24 empty] | 900 | [12 empty] | 36
9 | 5 | [24 empty] | 905 | [12 empty] | 37
9 | 10 | [24 empty] | 910 | [12 empty] | 38
9 | 15 | [24 empty] | 915 | [12 empty] | 39
9 | 20 | [24 empty] | 920 | [12 empty] | 40
9 | 25 | [24 empty] | 925 | [12 empty] | 41
9 | 30 | [24 empty] | 930 | [12 empty] | 42
9 | 35 | [24 empty] | 935 | [12 empty] | 43
9 | 40 | [24 empty] | 940 | [12 empty] | 44
9 | 45 | [24 empty] | 945 | [12 empty] | 45
9 | 50 | [24 empty] | 950 | [12 empty] | 46
9 | 55 | [24 empty] | 955 | [12 empty] | 47
10 | 0 | [24 empty] | 1000 | [12 empty] | 48
10 | 5 | [24 empty] | 1005 | [12 empty] | 49
10 | 10 | [24 empty] | 1010 | [12 empty] | 50
10 | 15 | [24 empty] | 1015 | [12 empty] | 51
10 | 20 | [24 empty] | 1020 | [12 empty] | 52
10 | 25 | [24 empty] | 1025 | [12 empty] | 53
10 | 30 | [24 empty] | 1030 | [12 empty] | 54
10 | 35 | [24 empty] | 1035 | [12 empty] | 55
10 | 40 | [24 empty] | 1040 | [12 empty] | 56
10 | 45 | [24 empty] | 1045 | [12 empty] | 57
10 | 50 | [24 empty] | 1050 | [12 empty] | 58
10 | 55 | [24 empty] | 1055 | [12 empty] | 59
11 | 0 | [24 empty] | 1100 | [12 empty] | 60
11 | 5 | [24 empty] | 1105 | [12 empty] | 61
11 | 10 | [24 empty] | 1110 | [12 empty] | 62
11 | 15 | [24 empty] | 1115 | [12 empty] | 63
11 | 20 | [24 empty] | 1120 | [12 empty] | 64
11 | 25 | [24 empty] | 1125 | [12 empty] | 65
11 | 30 | [24 empty] | 1130 | [12 empty] | 66
11 | 35 | [24 empty] | 1135 | [12 empty] | 67
11 | 40 | [24 empty] | 1140 | [12 empty] | 68
11 | 45 | [24 empty] | 1145 | [12 empty] | 69
11 | 50 | [24 empty] | 1150 | [12 empty] | 70
11 | 55 | [24 empty] | 1155 | [12 empty] | 71
12 | 0 | [24 empty] | 1200 | [12 empty] | 72
12 | 5 | [24 empty] | 1205 | [12 empty] | 73
12 | 10 | [24 empty] | 1210 | [12 empty] | 74
12 | 15 | [24 empty] | 1215 | [12 empty] | 75
12 | 20 | [24 empty] | 1220 | [12 empty] | 76
12 | 25 | [24 empty] | 1225 | [12 empty] | 77
12 | 30 | [24 empty] | 1230 | [12 empty] | 78
12 | 35 | [24 empty] | 1235 | [12 empty] | 79
12 | 40 | [24 empty] | 1240 | [12 empty] | 80
12 | 45 | [24 empty] | 1245 | [12 empty] | 81
12 | 50 | [24 empty] | 1250 | [12 empty] | 82
12 | 55 | [24 empty] | 1255 | [12 empty] | 83
13 | 0 | [24 empty] | 1300 | [12 empty] | 84
13 | 5 | [24 empty] | 1305 | [12 empty] | 85
13 | 10 | [24 empty] | 1310 | [12 empty] | 86
13 | 15 | [24 empty] | 1315 | [12 empty] | 87
13 | 20 | [24 empty] | 1320 | [12 empty] | 88
13 | 25 | [24 empty] | 1325 | [12 empty] | 89
13 | 30 | [24 empty] | 1330 | [12 empty] | 90
13 | 35 | [24 empty] | 1335 | [12 empty] | 91
13 | 40 | [24 empty] | 1340 | [12 empty] | 92
13 | 45 | [24 empty] | 1345 | [12 empty] | 93
13 | 50 | [24 empty] | 1350 | [12 empty] | 94
13 | 55 | [24 empty] | 1355 | [12 empty] | 95
14 | 0 | [24 empty] | 1400 | [12 empty] | 96
14 | 5 | [24 empty] | 1405 | [12 empty] | 97
14 | 10 | [24 empty] | 1410 | [12 empty] | 98
14 | 15 | [24 empty] | 1415 | [12 empty] | 99
14 | 20 | [24 empty] | 1420 | [12 empty] | 100
14 | 25 | [24 empty] | 1425 | [12 empty] | 101
14 | 30 | [24 empty] | 1430 | [12 empty] | 102
14 | 35 | [24 empty] | 1435 | [12 empty] | 103
14 | 40 | [24 empty] | 1440 | [12 empty] | 104
14 | 45 | [24 empty] | 1445 | [12 empty] | 105
14 | 50 | [24 empty] | 1450 | [12 empty] | 106
14 | 55 | [24 empty] | 1455 | [12 empty] | 107
15 | 0 | [24 empty] | 1500 | [12 empty] | 108
15 | 5 | [24 empty] | 1505 | [12 empty] | 109
15 | 10 | [24 empty] | 1510 | [12 empty] | 110
15 | 15 | [24 empty] | 1515 | [12 empty] | 111
15 | 20 | [24 empty] | 1520 | [12 empty] | 112
15 | 25 | [24 empty] | 1525 | [12 empty] | 113
15 | 30 | [24 empty] | 1530 | [12 empty] | 114
15 | 35 | [24 empty] | 1535 | [12 empty] | 115
15 | 40 | [24 empty] | 1540 | [12 empty] | 116
15 | 45 | [24 empty] | 1545 | [12 empty] | 117
15 | 50 | [24 empty] | 1550 | [12 empty] | 118
15 | 55 | [24 empty] | 1555 | [12 empty] | 119
16 | 0 | [24 empty] | 1600 | [12 empty] | 120
16 | 5 | [24 empty] | 1605 | [12 empty] | 121
16 | 10 | [24 empty] | 1610 | [12 empty] | 122
16 | 15 | [24 empty] | 1615 | [12 empty] | 123
16 | 20 | [24 empty] | 1620 | [12 empty] | 124
16 | 25 | [24 empty] | 1625 | [12 empty] | 125
16 | 30 | [24 empty] | 1630 | [12 empty] | 126
16 | 35 | [24 empty] | 1635 | [12 empty] | 127
16 | 40 | [24 empty] | 1640 | [12 empty] | 128
16 | 45 | [24 empty] | 1645 | [12 empty] | 129
16 | 50 | [24 empty] | 1650 | [12 empty] | 130
16 | 55 | [24 empty] | 1655 | [12 empty] | 131
17 | 0 | [24 empty] | 1700 | [12 empty] | 132
17 | 5 | [24 empty] | 1705 | [12 empty] | 133
17 | 10 | [24 empty] | 1710 | [12 empty] | 134
17 | 15 | [24 empty] | 1715 | [12 empty] | 135
17 | 20 | [24 empty] | 1720 | [12 empty] | 136
17 | 25 | [24 empty] | 1725 | [12 empty] | 137
17 | 30 | [24 empty] | 1730 | [12 empty] | 138
17 | 35 | [24 empty] | 1735 | [12 empty] | 139
17 | 40 | [24 empty] | 1740 | [12 empty] | 140
17 | 45 | [24 empty] | 1745 | [12 empty] | 141
17 | 50 | [24 empty] | 1750 | [12 empty] | 142
17 | 55 | [24 empty] | 1755 | [12 empty] | 143
18 | 0 | [24 empty] | 1800 | [12 empty] | 144
18 | 5 | [24 empty] | 1805 | [12 empty] | 145
18 | 10 | [24 empty] | 1810 | [12 empty] | 146
18 | 15 | [24 empty] | 1815 | [12 empty] | 147
18 | 20 | [24 empty] | 1820 | [12 empty] | 148
18 | 25 | [24 empty] | 1825 | [12 empty] | 149
18 | 30 | [24 empty] | 1830 | [12 empty] | 150
18 | 35 | [24 empty] | 1835 | [12 empty] | 151
18 | 40 | [24 empty] | 1840 | [12 empty] | 152
18 | 45 | [24 empty] | 1845 | [12 empty] | 153
18 | 50 | [24 empty] | 1850 | [12 empty] | 154
18 | 55 | [24 empty] | 1855 | [12 empty] | 155
19 | 0 | [24 empty] | 1900 | [12 empty] | 156
19 | 5 | [24 empty] | 1905 | [12 empty] | 157
19 | 10 | [24 empty] | 1910 | [12 empty] | 158
19 | 15 | [24 empty] | 1915 | [12 empty] | 159
19 | 20 | [24 empty] | 1920 | [12 empty] | 160
19 | 25 | [24 empty] | 1925 | [12 empty] | 161
19 | 30 | [24 empty] | 1930 | [12 empty] | 162
19 | 35 | [24 empty] | 1935 | [12 empty] | 163
19 | 40 | [24 empty] | 1940 | [12 empty] | 164
19 | 45 | [24 empty] | 1945 | [12 empty] | 165
19 | 50 | [24 empty] | 1950 | [12 empty] | 166
19 | 55 | [24 empty] | 1955 | [12 empty] | 167
20 | 0 | [24 empty] | 2000 | [12 empty] | 168
20 | 5 | [24 empty] | 2005 | [12 empty] | 169
20 | 10 | [24 empty] | 2010 | [12 empty] | 170
20 | 15 | [24 empty] | 2015 | [12 empty] | 171
20 | 20 | [24 empty] | 2020 | [12 empty] | 172
20 | 25 | [24 empty] | 2025 | [12 empty] | 173
20 | 30 | [24 empty] | 2030 | [12 empty] | 174
20 | 35 | [24 empty] | 2035 | [12 empty] | 175
20 | 40 | [24 empty] | 2040 | [12 empty] | 176
20 | 45 | [24 empty] | 2045 | [12 empty] | 177
20 | 50 | [24 empty] | 2050 | [12 empty] | 178
20 | 55 | [24 empty] | 2055 | [12 empty] | 179
21 | 0 | [24 empty] | 2100 | [12 empty] | 180
21 | 5 | [24 empty] | 2105 | [12 empty] | 181
21 | 10 | [24 empty] | 2110 | [12 empty] | 182
21 | 15 | [24 empty] | 2115 | [12 empty] | 183
21 | 20 | [24 empty] | 2120 | [12 empty] | 184
21 | 25 | [24 empty] | 2125 | [12 empty] | 185
21 | 30 | [24 empty] | 2130 | [12 empty] | 186
21 | 35 | [24 empty] | 2135 | [12 empty] | 187
21 | 40 | [24 empty] | 2140 | [12 empty] | 188
21 | 45 | [24 empty] | 2145 | [12 empty] | 189
21 | 50 | [24 empty] | 2150 | [12 empty] | 190
21 | 55 | [24 empty] | 2155 | [12 empty] | 191
22 | 0 | [24 empty] | 2200 | [12 empty] | 192
22 | 5 | [24 empty] | 2205 | [12 empty] | 193
22 | 10 | [24 empty] | 2210 | [12 empty] | 194
22 | 15 | [24 empty] | 2215 | [12 empty] | 195
22 | 20 | [24 empty] | 2220 | [12 empty] | 196
22 | 25 | [24 empty] | 2225 | [12 empty] | 197
22 | 30 | [24 empty] | 2230 | [12 empty] | 198
22 | 35 | [24 empty] | 2235 | [12 empty] | 199
22 | 40 | [24 empty] | 2240 | [12 empty] | 200
22 | 45 | [24 empty] | 2245 | [12 empty] | 201
22 | 50 | [24 empty] | 2250 | [12 empty] | 202
22 | 55 | [24 empty] | 2255 | [12 empty] | 203
23 | 0 | [24 empty] | 2300 | [12 empty] | 204
23 | 5 | [24 empty] | 2305 | [12 empty] | 205
23 | 10 | [24 empty] | 2310 | [12 empty] | 206
23 | 15 | [24 empty] | 2315 | [12 empty] | 207
23 | 20 | [24 empty] | 2320 | [12 empty] | 208
23 | 25 | [24 empty] | 2325 | [12 empty] | 209
23 | 30 | [24 empty] | 2330 | [12 empty] | 210
23 | 35 | [24 empty] | 2335 | [12 empty] | 211
23 | 40 | [24 empty] | 2340 | [12 empty] | 212
23 | 45 | [24 empty] | 2345 | [12 empty] | 213
23 | 50 | [24 empty] | 2350 | [12 empty] | 214
23 | 55 | [24 empty] | 2355 | [12 empty] | 215
216
217
218
219
220
221
222
223
224
225
226
227
228
229
230
231
232
233
234
235
236
237
238
239
240
241
242
243
244
245
246
247
248
249
250
251
252
253
254
255
256
257
258
259
260
261
262
263
264
265
266
267
268
269
270
271
272
273
274
275
276
277
278
279
280
281
282
283
284
285
286
287
288
289
290
291
292
293
294
295
296
297
298
299
300
301
302
303
304
305
306
307
308
309
310
311
312
313
314
315
316
317
318
319
320
321
322
323
324
325
326
327
328
329
330
331
332
333
334
335
336
337
338
339
340
341
342
343
344
345
346
347
348
349
350
351
352
353
354
355
356
357
358
359
360
361
362
363
364
365

## Comments
For Austin, Latitude = 30.29, Longitude = 97.74.
For Saragosa, Latitude = 31.07, Longitude = 103.62.
First Day | Not Leap | Leap
of Month | Year | Year
Jan | 1 | 1
Feb | 32 | 32
Mar | 60 | 61
Apr | 91 | 92
May | 121 | 122
Jun | 152 | 153
Jly | 182 | 183
Aug | 213 | 214
Sep | 244 | 245
Oct | 274 | 275
Nov | 305 | 306
Dec | 335 | 336